## Resumo
Metodologia de Cálculo
A tarifa final do POCC 2025-2029 será resultante do somatório entre:
i) tarifa que remunera a receita dos GTAs Legados, com o cenário de referência de capacidade já aprovado pela ANP para 2025 em 2024, com ajuste no PR Itaboraí para as capacidades já contratadas no POCC 2024-2028
ii) tarifa que remunera a receita do GASIG, com cenário de capacidade que considera reservas Petrobras 2025 (ARF) com ajuste proposto pela Petrobras + manifestações de interesse do POCC 2024-2028
data-base jan/25
| Tarifas 2025 Legado | Tarifas 2025 GASIG | Tarifas 2025 Final
Ponto de Entrada | R$/MMBTU | R$/MMBTU | R$/MMBTU
Caraguatatuba | 6.0674 | 0.058416 | 6.1258
GNL BGB | 5.4331 | 0.051547 | 5.4846
Itaboraí | 5.575 | 0.053063 | 5.6281
Interconexão Paulínia | 0.56109 | 0.0052072 | 0.5663
TECAB | 5.9926 | 0.057477 | 6.0501
Interconexão Guararema | 0.52194 | 0.0048599 | 0.5268
Interconexão REPLAN | 0.56109 | 0.0052072 | 0.5663
Interconexão TECAB | 0.54822 | 0.005113 | 0.5533
Zona de Saída
MG | 3.4877 | 0.030868 | 3.5186
RJ | 2.7678 | 0.023904 | 2.7917
SP | 3.2765 | 0.028884 | 3.3054
Interconexão REPLAN | 0.29752 | 0.0025632 | 0.3001
Interconexão TECAB | 0.25704 | 0.0022379 | 0.2593
Código abas:
abas modelo CWD GASIG
abas modelo CWD GTAs Legados
abas de ambos os modelos

## Tarifas Finais
Tarifas E/S por Estado 2025 | Caraguatatuba | GNL BGB | Itaboraí | Paulinia - GASPAJ (interconexão)¹ | TECAB | Guararema (interconexão) | REPLAN (interconexão) | TECAB (interconexão)
Tarifas de Entrada | 6.1258 | 5.4846 | 5.6281 | 0.56629 | 6.0501 | 0.5268 | 0.56629 | 0.55333
Tarifa Zona de saída MG | 3.5186 | 3.5186 | 3.5186 | 3.5186 | 3.5186 | 3.5186 | 3.5186 | 3.5186
Total Entrada + Saída | 9.6444 | 9.0032 | 9.1466 | 4.0849 | 9.5687 | 4.0454 | 4.0849 | 4.0719
Tarifa Zona de saída SP | 3.3054 | 3.3054 | 3.3054 | - | 3.3054 | 3.3054 | 3.3054 | 3.3054
Total Entrada + Saída | 9.4312 | 8.79 | 8.9335 | - | 9.3555 | 3.8322 | 3.8717 | 3.8587
Tarifa Zona de saída RJ | 2.7917 | 2.7917 | 2.7917 | - | 2.7917 | 2.7917 | 2.7917 | 2.7917
Total Entrada + Saída | 8.9175 | 8.2763 | 8.4198 | - | 8.8418 | 3.3185 | 3.358 | 3.345
Tarifa REPLAN (interconexão) | 0.30008 | 0.30008 | 0.30008 | - | 0.30008 | 0.30008 | 0.30008 | 0.30008
Total Entrada + Saída | 6.4259 | 5.7847 | 5.9281 | - | 6.3502 | 0.82688 | 0.86637 | 0.85341
Tarifa TECAB (interconexão) | 0.25927 | 0.25927 | 0.25927 | - | 0.25927 | 0.25927 | 0.25927 | 0.25927
Total Entrada + Saída | 6.3851 | 5.7439 | 5.8873 | - | 6.3094 | 0.78607 | 0.82557 | 0.8126
Tarifas E/S por Estado 2026 | Caraguatatuba | GNL BGB | Itaboraí | Paulinia - GASPAJ (interconexão)¹ | TECAB | Guararema (interconexão) | REPLAN (interconexão) | TECAB (interconexão)
Tarifas de Entrada | 6.2738 | 5.6173 | 5.7641 | 0.57989 | 6.1963 | 0.53945 | 0.57989 | 0.56661
Tarifa Zona de saída MG | 3.5966 | 3.5966 | 3.5966 | 3.5966 | 3.5966 | 3.5966 | 3.5966 | 3.5966
Total Entrada + Saída | 9.8704 | 9.2139 | 9.3607 | 4.1765 | 9.7929 | 4.1361 | 4.1765 | 4.1632
Tarifa Zona de saída SP | 3.3783 | 3.3783 | 3.3783 | - | 3.3783 | 3.3783 | 3.3783 | 3.3783
Total Entrada + Saída | 9.6521 | 8.9956 | 9.1425 | - | 9.5746 | 3.9178 | 3.9582 | 3.945
Tarifa Zona de saída RJ | 2.854 | 2.854 | 2.854 | - | 2.854 | 2.854 | 2.854 | 2.854
Total Entrada + Saída | 9.1278 | 8.4713 | 8.6181 | - | 9.0503 | 3.3935 | 3.4339 | 3.4206
Tarifa REPLAN (interconexão) | 0.30671 | 0.30671 | 0.30671 | - | 0.30671 | 0.30671 | 0.30671 | 0.30671
Total Entrada + Saída | 6.5805 | 5.924 | 6.0709 | - | 6.503 | 0.84616 | 0.8866 | 0.87332
Tarifa TECAB (interconexão) | 0.26506 | 0.26506 | 0.26506 | - | 0.26506 | 0.26506 | 0.26506 | 0.26506
Total Entrada + Saída | 6.5389 | 5.8823 | 6.0292 | - | 6.4613 | 0.80451 | 0.84494 | 0.83167
Tarifas E/S por Estado 2027 | Caraguatatuba | GNL BGB | Itaboraí | Paulinia - GASPAJ (interconexão)¹ | TECAB | Guararema (interconexão) | REPLAN (interconexão) | TECAB (interconexão)
Tarifas de Entrada | 6.2745 | 5.6179 | 5.7648 | 0.57994 | 6.1969 | 0.5395 | 0.57994 | 0.56667
Tarifa Zona de saída MG | 3.5966 | 3.5966 | 3.5966 | 3.5966 | 3.5966 | 3.5966 | 3.5966 | 3.5966
Total Entrada + Saída | 9.8711 | 9.2145 | 9.3614 | 4.1765 | 9.7935 | 4.1361 | 4.1765 | 4.1633
Tarifa Zona de saída SP | 3.3783 | 3.3783 | 3.3783 | - | 3.3783 | 3.3783 | 3.3783 | 3.3783
Total Entrada + Saída | 9.6528 | 8.9962 | 9.1431 | - | 9.5752 | 3.9178 | 3.9583 | 3.945
Tarifa Zona de saída RJ | 2.854 | 2.854 | 2.854 | - | 2.854 | 2.854 | 2.854 | 2.854
Total Entrada + Saída | 9.1285 | 8.4719 | 8.6188 | - | 9.0509 | 3.3935 | 3.434 | 3.4207
Tarifa REPLAN (interconexão) | 0.30671 | 0.30671 | 0.30671 | - | 0.30671 | 0.30671 | 0.30671 | 0.30671
Total Entrada + Saída | 6.5812 | 5.9246 | 6.0715 | - | 6.5036 | 0.84621 | 0.88665 | 0.87338
Tarifa TECAB (interconexão) | 0.26506 | 0.26506 | 0.26506 | - | 0.26506 | 0.26506 | 0.26506 | 0.26506
Total Entrada + Saída | 6.5395 | 5.8829 | 6.0298 | - | 6.462 | 0.80456 | 0.845 | 0.83173
Tarifas E/S por Estado 2028 | Caraguatatuba | GNL BGB | Itaboraí | Paulinia - GASPAJ (interconexão)¹ | TECAB | Guararema (interconexão) | REPLAN (interconexão) | TECAB (interconexão)
Tarifas de Entrada | 6.2729 | 5.6165 | 5.7633 | 0.57981 | 6.1954 | 0.53938 | 0.57981 | 0.56654
Tarifa Zona de saída MG | 3.5966 | 3.5966 | 3.5966 | 3.5966 | 3.5966 | 3.5966 | 3.5966 | 3.5966
Total Entrada + Saída | 9.8695 | 9.2131 | 9.36 | 4.1764 | 9.792 | 4.136 | 4.1764 | 4.1632
Tarifa Zona de saída SP | 3.3784 | 3.3784 | 3.3784 | - | 3.3784 | 3.3784 | 3.3784 | 3.3784
Total Entrada + Saída | 9.6513 | 8.9949 | 9.1417 | - | 9.5738 | 3.9178 | 3.9582 | 3.9449
Tarifa Zona de saída RJ | 2.854 | 2.854 | 2.854 | - | 2.854 | 2.854 | 2.854 | 2.854
Total Entrada + Saída | 9.1269 | 8.4705 | 8.6173 | - | 9.0494 | 3.3934 | 3.4338 | 3.4205
Tarifa REPLAN (interconexão) | 0.30671 | 0.30671 | 0.30671 | - | 0.30671 | 0.30671 | 0.30671 | 0.30671
Total Entrada + Saída | 6.5796 | 5.9232 | 6.0701 | - | 6.5021 | 0.84609 | 0.88653 | 0.87326
Tarifa TECAB (interconexão) | 0.26506 | 0.26506 | 0.26506 | - | 0.26506 | 0.26506 | 0.26506 | 0.26506
Total Entrada + Saída | 6.538 | 5.8815 | 6.0284 | - | 6.4605 | 0.80444 | 0.84487 | 0.8316
Tarifas E/S por Estado 2029 | Caraguatatuba | GNL BGB | Itaboraí | Paulinia - GASPAJ (interconexão)¹ | TECAB | Guararema (interconexão) | REPLAN (interconexão) | TECAB (interconexão)
Tarifas de Entrada | 6.2729 | 5.6165 | 5.7633 | 0.57981 | 6.1954 | 0.53938 | 0.57981 | 0.56654
Tarifa Zona de saída MG | 3.5966 | 3.5966 | 3.5966 | 3.5966 | 3.5966 | 3.5966 | 3.5966 | 3.5966
Total Entrada + Saída | 9.8695 | 9.2131 | 9.36 | 4.1764 | 9.792 | 4.136 | 4.1764 | 4.1632
Tarifa Zona de saída SP | 3.3784 | 3.3784 | 3.3784 | - | 3.3784 | 3.3784 | 3.3784 | 3.3784
Total Entrada + Saída | 9.6513 | 8.9949 | 9.1417 | - | 9.5738 | 3.9178 | 3.9582 | 3.9449
Tarifa Zona de saída RJ | 2.854 | 2.854 | 2.854 | - | 2.854 | 2.854 | 2.854 | 2.854
Total Entrada + Saída | 9.1269 | 8.4705 | 8.6173 | - | 9.0494 | 3.3934 | 3.4338 | 3.4205
Tarifa REPLAN (interconexão) | 0.30671 | 0.30671 | 0.30671 | - | 0.30671 | 0.30671 | 0.30671 | 0.30671
Total Entrada + Saída | 6.5796 | 5.9232 | 6.0701 | - | 6.5021 | 0.84609 | 0.88653 | 0.87326
Tarifa TECAB (interconexão) | 0.26506 | 0.26506 | 0.26506 | - | 0.26506 | 0.26506 | 0.26506 | 0.26506 | '
Total Entrada + Saída | 6.538 | 5.8815 | 6.0284 | - | 6.4605 | 0.80444 | 0.84487 | 0.8316

## Premissas (GASIG)
PREMISSAS
1- Inicio (ano) | 2021 | 2022 | 2023 | 2024 | 2025
2- Fatores CWD
% Postal | 80% | 80% | 80% | 80% | 80%
% CWD | 20% | 20% | 20% | 20% | 20%
3- Alocação na entrada e saída
Alocação Entrada | 70% | 70% | 70% | 70% | 70%
Alocação saída | 30% | 30% | 30% | 30% | 30%
4. Outros | [5 empty] | 2025 | 2026 | 2027 | 2028 | 2029 | 2030 | 2031 | 2032 | 2033 | 2034 | 2035 | 2036 | 2037 | 2038 | 2039 | 2040 | 2041 | 2042 | 2043 | 2044 | 2045 | 2046 | 2047 | 2048 | 2049 | 2050
Poder Calorífico de Referência (kcal/m3) | 9400 | 9400 | 9400 | 9400 | 9400 | 9400 | 9400 | 9400 | 9400 | 9400 | 9400 | 9400 | 9400 | 9400 | 9400 | 9400 | 9400 | 9400 | 9400 | 9400 | 9400 | 9400 | 9400 | 9400 | 9400 | 9400 | 9400 | 9400 | 9400 | 9400 | 9400
Fator de conversão (mil m³/MMBtu) | 37.3022 | 37.3022 | 37.3022 | 37.3022 | 37.3022 | 0.037302 | 0.037302 | 0.037302 | 0.037302 | 0.037302 | 0.037302 | 0.037302 | 0.037302 | 0.037302 | 0.037302 | 0.037302 | 0.037302 | 0.037302 | 0.037302 | 0.037302 | 0.037302 | 0.037302 | 0.037302 | 0.037302 | 0.037302 | 0.037302 | 0.037302 | 0.037302 | 0.037302 | 0.037302 | 0.037302
Dias Operacionais (dias) | 365 | 365 | 365 | 366 | 365 | 365 | 365 | 365 | 366 | 365 | 365 | 365 | 366 | 365 | 365 | 365 | 366 | 365 | 365 | 365 | 366 | 365 | 365 | 365 | 366 | 365 | 365 | 365 | 366 | 260 | 365
5. Escolher Cenários | 1
Cenário 1 - Referência
RECEITAS - NTS
Data-base: Jan/25
Composição | Capacidade | Tarifa | Receita 2025
| Mil m³/dia | R$/MMBtu | Mil R$/Ano
GASIG |  |  | 52406.4754
52406.4754
Poder Calorífico de Referência (MMBtu/m³) |  | 0.037302

## Premissas (Legados)
PREMISSAS
1- Inicio (ano) | 2021 | 2022 | 2023 | 2024 | 2025
2- Fatores CWD
% Postal | 80% | 80% | 80% | 80% | 80%
% CWD | 20% | 20% | 20% | 20% | 20%
3- Alocação na entrada e saída
Alocação Entrada | 70% | 70% | 70% | 70% | 70%
Alocação saída | 30% | 30% | 30% | 30% | 30%
4. Outros | [5 empty] | 2025 | 2026 | 2027 | 2028 | 2029 | 2030 | 2031 | 2032 | 2033 | 2034 | 2035 | 2036 | 2037 | 2038 | 2039 | 2040 | 2041 | 2042 | 2043 | 2044 | 2045 | 2046 | 2047 | 2048 | 2049 | 2050
Poder Calorífico de Referência (kcal/m3) | 9400 | 9400 | 9400 | 9400 | 9400 | 9400 | 9400 | 9400 | 9400 | 9400 | 9400 | 9400 | 9400 | 9400 | 9400 | 9400 | 9400 | 9400 | 9400 | 9400 | 9400 | 9400 | 9400 | 9400 | 9400 | 9400 | 9400 | 9400 | 9400 | 9400 | 9400
Fator de conversão (mil m³/MMBtu) | 37.3022 | 37.3022 | 37.3022 | 37.3022 | 37.3022 | 0.037302 | 0.037302 | 0.037302 | 0.037302 | 0.037302 | 0.037302 | 0.037302 | 0.037302 | 0.037302 | 0.037302 | 0.037302 | 0.037302 | 0.037302 | 0.037302 | 0.037302 | 0.037302 | 0.037302 | 0.037302 | 0.037302 | 0.037302 | 0.037302 | 0.037302 | 0.037302 | 0.037302 | 0.037302 | 0.037302
Dias Operacionais (dias) | 365 | 365 | 365 | 365 | 365 | 365 | 365 | 365 | 366 | 365 | 365 | 365 | 366 | 365 | 365 | 365 | 366 | 365 | 365 | 365 | 366 | 365 | 365 | 365 | 366 | 365 | 365 | 365 | 366 | 260 | 365
5. Escolher Cenários | 1
Cenário 1 - Referência
RECEITAS - NTS
Data-base: Jan/25
Contratos Legados | Capacidade | Tarifa | Receita 2025
| Mil m³/dia | R$/MMBtu | Mil R$/Ano
Malhas SE | 43805 | 3.5202 | 2099486.8296
Malhas II | 49400 | 3.2773 | 2204297.5256
Paulínia-Jacutinga | 5000 | 3.0823 | 209832.1241
GASDUC III | 40000 | 2.6648 | 1451281.5603
GASTAU | 20000 | 4.5947 | 1251163.9495
Receita Legados |  |  | 7216061.9892
Saldo da Conta Regulatória | 0 | 0 | -158161.1004
7057900.8888
Poder Calorífico de Referência (MMBtu/m³) |  | 0.037302

## SELIC
4390 - Taxa de juros - Selic acumulada no mês - % a.m.
Fonte | BCB-Demab
Data | Variação Mensal (%) | Índice | Índice Acumulado
2023-01-01 | 1.12 | 1.0112 | 1.2321
2023-02-01 | 0.92 | 1.0092 | 1.2184
2023-03-01 | 1.17 | 1.0117 | 1.2073
2023-04-01 | 0.92 | 1.0092 | 1.1934
2023-05-01 | 1.12 | 1.0112 | 1.1825
2023-06-01 | 1.07 | 1.0107 | 1.1694
2023-07-01 | 1.07 | 1.0107 | 1.157
2023-08-01 | 1.14 | 1.0114 | 1.1447
2023-09-01 | 0.97 | 1.0097 | 1.1318
2023-10-01 | 1 | 1.01 | 1.121
2023-11-01 | 0.92 | 1.0092 | 1.1099
2023-12-01 | 0.89 | 1.0089 | 1.0998
2024-01-01 | 0.97 | 1.0097 | 1.0901
2024-02-01 | 0.8 | 1.008 | 1.0796
2024-03-01 | 0.83 | 1.0083 | 1.071
2024-04-01 | 0.89 | 1.0089 | 1.0622
2024-05-01 | 0.83 | 1.0083 | 1.0528
2024-06-01 | 0.79 | 1.0079 | 1.0442
2024-07-01 | 0.91 | 1.0091 | 1.036
2024-08-01 | 0.87 | 1.0087 | 1.0266
2024-09-01 | 0.84 | 1.0084 | 1.0178
2024-10-01 | 0.93 | 1.0093 | 1.0093

## Conta Regulatória (C.Reg)
Conta Regulatória: abatimento dos valores adicionais apurados com excedentes, penalidades e multiplicadores de curto prazo, corrigidos pela SELIC.
Ano de Aplicação | Penalidades | Excedentes | Multiplicadores Curto Prazo | Total com Proporção
2025 | 15722249.4375 | 14695324.0434 | 1192375.9907 | 158161100.4268
RMP Líquida jun-dez/2024 |  | 4037951196.0135
Receita Líquida Contratações POCC 2024 |  | 807021656.5914
Proporção de Contratos com Terceiros |  | 19.99%
Penalidades
Mês Referência | Mês Recebimento | Valor Líquido | Variação Acum. SELIC | Valor Corrigido
2022¹ | 2023-07-01 | 1407651.32 | 1.157 | 1628646.1166
2023-01-01 | 2023-04-01 | 499980.5829 | 1.1934 | 596652.3331
2023-02-01 | 2023-05-01 | 377873.995 | 1.1825 | 446825.5184
2023-03-01 | 2023-06-01 | 440446.6054 | 1.1694 | 515047.3643
2023-04-01 | 2023-07-01 | 309040.3513 | 1.157 | 357558.2681
2023-05-01 | 2023-08-01 | 897904.2388 | 1.1447 | 1027872.8438
2023-06-01 | 2023-09-01 | 917596.4447 | 1.1318 | 1038575.6673
2023-07-01 | 2023-10-01 | 479119.6645 | 1.121 | 537078.863
2023-08-01 | 2023-11-01 | 2933281.01 | 1.1099 | 3255564.9321
2023-09-01 | 2023-12-01 | 3686551.33 | 1.0998 | 4054298.6287
2023-10-01 | 2024-01-01 | 544460.0432 | 1.0901 | 593489.9109
2023-11-01 | 2024-02-01 | 989048.6517 | 1.0796 | 1067757.4892
2023-12-01 | 2024-03-01 | 562908.1284 | 1.071 | 602881.5021
Total |  | 14045862.3658 |  | 15722249.4375
¹Referente aos meses jul/22 a dez/22, com recebimento apenas em jul/23.
Excedentes
Mês Referência | Mês Recebimento | Valor Líquido | Variação Acum. SELIC | Valor Corrigido
2023-01-01 | 2023-02-01 | 708427.0453 | 1.2184 | 863162.0329
2023-02-01 | 2023-03-01 | 2982357.3919 | 1.2073 | 3600639.4935
2023-03-01 | 2023-04-01 | 1391760.0928 | 1.1934 | 1660858.311
2023-04-01 | 2023-05-01 | 775623.513 | 1.1825 | 917153.2915
2023-05-01 | 2023-06-01 | 1124672.0316 | 1.1694 | 1315163.6507
2023-06-01 | 2023-07-01 | 1152190.673 | 1.157 | 1333079.3205
2023-07-01 | 2023-08-01 | 349573.9605 | 1.1447 | 400173.6102
2023-08-01 | 2023-09-01 | 2063887.2985 | 1.1318 | 2335997.639
2023-09-01 | 2023-10-01 | 948978.8985 | 1.121 | 1063777.0595
2023-10-01 | 2023-11-01 | 510467.4956 | 1.1099 | 566553.3142
2023-11-01 | 2023-12-01 | 231544.1017 | 1.0998 | 254641.4928
2023-12-01 | 2024-01-01 | 352391.1973 | 1.0901 | 384124.8277
Total |  | 12591873.6995 |  | 14695324.0434
Multiplicadores de Curto Prazo
Mês Referência | Mês Recebimento | Valor Líquido | Variação Acum. SELIC | Valor Corrigido
2023-01-01 | 2023-02-01 | 0 | 1.2184 | 0
2023-02-01 | 2023-03-01 | 42889.67 | 1.2073 | 51781.2654
2023-03-01 | 2023-04-01 | 11829.25 | 1.1934 | 14116.4474
2023-04-01 | 2023-05-01 | 595708.9 | 1.1825 | 704409.2518
2023-05-01 | 2023-06-01 | 35153.57 | 1.1694 | 41107.7151
2023-06-01 | 2023-07-01 | 0 | 1.157 | 0
2023-07-01 | 2023-08-01 | 0 | 1.1447 | 0
2023-08-01 | 2023-09-01 | 5123.29 | 1.1318 | 5798.763
2023-09-01 | 2023-10-01 | 0 | 1.121 | 0
2023-10-01 | 2023-11-01 | 12813.15 | 1.1099 | 14220.9497
2023-11-01 | 2023-12-01 | 181508.93 | 1.0998 | 199615.1254
2023-12-01 | 2024-01-01 | 147998.84 | 1.0901 | 161326.4728
Total |  | 1033025.6 |  | 1192375.9907

## Oferta (GASIG)
Manifestação de Interesse - Entrada (mil m³/dia)
Pontos de Entrada | Duto / Estação | Capacidade Comercial | 2023 | 2024 | 2025 | 2026 | 2027 | 2028 | 2029
PR-CARAGUATATUBA | GASTAU | 20000 | 15000 | 7602 | 9427 | 9427 | 9427 | 9427 | 9427
PR-GNLBGB | CAMPOS ELÍSEOS | 20000 | 20000 | 20000 | 20000 | 20000 | 20000 | 20000 | 20000
PR-ITABORAÍ | GASDUC III | 18200 | 7322 | 14114 | 13564 | 13439 | 13432 | 13448 | 13448
PR-GASPAJ (INTERCONEXÃO) | GASPAJ | 1250 | 1250 | 305 | 305 | 305 | 305 | 305 | 305
PR-REDUC | REDUC | 5000 | 0 | 0 | 0 | 0 | 0 | 0 | 0
PR-RPBC | RPBC | 2200 | 0 | 0 | 0 | 0 | 0 | 0 | 0
PR-TECAB | TECAB | 25160 | 11650 | 7201 | 6266 | 6266 | 6266 | 6266 | 6266
PR-GUARAREMA (INTERCONEXÃO) | GUARAREMA | 0 | 7000 | 6000 | 6000 | 6000 | 6000 | 6000 | 6000
PR-REPLAN (INTERCONEXÃO) | REPLAN | 0 | 8400 | 205 | 205 | 205 | 205 | 205 | 205
PR-TECAB (INTERCONEXÃO) | TECAB | 0 | 8000 | 0.001 | 200 | 200 | 200 | 200 | 200
Total |  | 91810 | 78622 | 55427.001 | 55967 | 55842 | 55835 | 55851 | 55851

## Demanda (GASIG)
Manifestação de Interesse - Demanda Saída (mil m³/dia)
Pontos/Zonas de Saída | Área de Concessão | Capacidade Técnica | 2023 | 2024 | 2025 | 2026 | 2027 | 2028 | 2029
NTS MG 1 | Gasmig | 864.5 | 622 | 633 | 633 | 633 | 633 | 633 | 633
NTS MG 2 | Gasmig | 1825.9 | 1364 | 1580 | 1098 | 1098 | 1098 | 1098 | 1098
NTS MG 3 | Gasmig | 3040.95 | 2920 | 2852 | 2852 | 2852 | 2852 | 2852 | 2852
NTS MG 4 | Gasmig | 1187.5 | 1250 | 300 | 305 | 305 | 305 | 305 | 305
NTS RJ 1 | Naturgy-RJ (CEG) | 21185 | 17531 | 17374 | 13624 | 13624 | 13624 | 13624 | 13624
NTS RJ 2 | Naturgy-RJ (CEG) | 11271.75 | 8470 | 8403 | 8403 | 8403 | 8403 | 8403 | 8403
NTS RJ 3 | Naturgy-RJ (CEG) | 3249 | 1524 | 2173 | 2173 | 2173 | 2173 | 2173 | 2173
NTS RJ 4 | Naturgy-RJ (CEG) | 498.75 | 314 | 283 | 283 | 283 | 283 | 283 | 283
NTS RJ 5 | Naturgy-RJ (CEG) | 3321.2 | 2315 | 2116 | 2116 | 2116 | 2116 | 2116 | 2116
NTS SP 1 | Comgás | 14292.75 | 1312 | 1130 | 1050 | 1050 | 1050 | 1050 | 1050
NTS SP 2 | Comgás | 3971 | 2985 | 3043 | 3003 | 3003 | 3003 | 3003 | 3003
NTS SP 3 | Comgás | 9941.75 | 7903 | 5834 | 5584 | 5584 | 5584 | 5584 | 5584
NTS SP 4 | Comgás | 3809.5 | 3684 | 2513 | 2483 | 2483 | 2483 | 2483 | 2483
PE-GUARAREMA (INTERCONEXÃO) |  | 0 | 0 | 0 | 0 | 0 | 0 | 0 | 0
PE-REPLAN (INTERCONEXÃO) |  | 0 | 7800 | 6824 | 6824 | 6824 | 6824 | 6824 | 6824
PE-TECAB (INTERCONEXÃO) |  | 0 | 200 | 0.001 | 200 | 200 | 200 | 200 | 200
Total |  | 78459.55 | 60194 | 55058.001 | 50631 | 50631 | 50631 | 50631 | 50631

## Oferta x Demanda (GASIG)
Oferta em mil m3/dia - Entrada | 2023 | 2024 | 2025 | 2026 | 2027 | 2028 | 2029 | Oferta mil m3 por ano - Entrada | 2023 | 2024 | 2025 | 2026 | 2027 | 2028 | 2029 | Demanda em MMBtu/ano - Entrada | 2023 | 2024 | 2025 | 2026 | 2027 | 2028 | 2029
PR-CARAGUATATUBA | 15000 | 7602 | 9427 | 9427 | 9427 | 9427 | 9427 | PR-CARAGUATATUBA | 5475000 | 2782332 | 3440855 | 3450282 | 3440855 | 3440855 | 3440855 | PR-CARAGUATATUBA | 204229430.025 | 103787046.3014 | 128351389.123 | 128703036.7645 | 128351389.123 | 128351389.123 | 128351389.123
PR-GNLBGB | 20000 | 20000 | 20000 | 20000 | 20000 | 20000 | 20000 | PR-GNLBGB | 7300000 | 7320000 | 7300000 | 7320000 | 7300000 | 7300000 | 7300000 | PR-GNLBGB | 272305906.7 | 273051950.28 | 272305906.7 | 273051950.28 | 272305906.7 | 272305906.7 | 272305906.7
PR-ITABORAÍ | 7322 | 14114 | 13564 | 13439 | 13432 | 13448 | 13448 | PR-ITABORAÍ | 2672530 | 5165724 | 4950860 | 4918674 | 4902680 | 4908520 | 4908520 | PR-ITABORAÍ | 99691192.4429 | 192692761.3126 | 184677865.9239 | 183477257.9906 | 182880646.9397 | 183098491.6651 | 183098491.6651
PR-GASPAJ (INTERCONEXÃO) | 1250 | 305 | 305 | 305 | 305 | 305 | 305 | PR-GASPAJ (INTERCONEXÃO) | 456250 | 111630 | 111325 | 111630 | 111325 | 111325 | 111325 | PR-GASPAJ (INTERCONEXÃO) | 17019119.1687 | 4164042.2418 | 4152665.0772 | 4164042.2418 | 4152665.0772 | 4152665.0772 | 4152665.0772
PR-REDUC | 0 | 0 | 0 | 0 | 0 | 0 | 0 | PR-REDUC | 0 | 0 | 0 | 0 | 0 | 0 | 0 | PR-REDUC | 0 | 0 | 0 | 0 | 0 | 0 | 0
PR-RPBC | 0 | 0 | 0 | 0 | 0 | 0 | 0 | PR-RPBC | 0 | 0 | 0 | 0 | 0 | 0 | 0 | PR-RPBC | 0 | 0 | 0 | 0 | 0 | 0 | 0
PR-TECAB | 11650 | 7201 | 6266 | 6266 | 6266 | 6266 | 6266 | PR-TECAB | 4252250 | 2635566 | 2287090 | 2293356 | 2287090 | 2287090 | 2287090 | PR-TECAB | 158618190.6528 | 98312354.6983 | 85313440.5691 | 85547176.0227 | 85313440.5691 | 85313440.5691 | 85313440.5691
PR-GUARAREMA (INTERCONEXÃO) | 7000 | 6000 | 6000 | 6000 | 6000 | 6000 | 6000 | PR-GUARAREMA (INTERCONEXÃO) | 2555000 | 2196000 | 2190000 | 2196000 | 2190000 | 2190000 | 2190000 | PR-GUARAREMA (INTERCONEXÃO) | 95307067.345 | 81915585.084 | 81691772.01 | 81915585.084 | 81691772.01 | 81691772.01 | 81691772.01
PR-REPLAN (INTERCONEXÃO) | 8400 | 205 | 205 | 205 | 205 | 205 | 205 | PR-REPLAN (INTERCONEXÃO) | 3066000 | 75030 | 74825 | 75030 | 74825 | 74825 | 74825 | PR-REPLAN (INTERCONEXÃO) | 114368480.814 | 2798782.4904 | 2791135.5437 | 2798782.4904 | 2791135.5437 | 2791135.5437 | 2791135.5437
PR-TECAB (INTERCONEXÃO) | 8000 | 0.001 | 200 | 200 | 200 | 200 | 200 | PR-TECAB (INTERCONEXÃO) | 2920000 | 0.366 | 73000 | 73200 | 73000 | 73000 | 73000 | PR-TECAB (INTERCONEXÃO) | 108922362.68 | 13.6526 | 2723059.067 | 2730519.5028 | 2723059.067 | 2723059.067 | 2723059.067
Total | 78622 | 55427.001 | 55967 | 55842 | 55835 | 55851 | 55851 | Total | 28697030 | 20286282.366 | 20427955 | 20438172 | 20379775 | 20385615 | 20385615 | Total | 1070461749.8284 | 756722536.0611 | 762007234.0139 | 762388350.3768 | 760210015.0297 | 760427859.7551 | 760427859.7551
| 78622 | 55427.001 | 55967 | 55842 | 55835 | 55851 | 55851 |  | 28697030 | 20286282.366 | 20427955 | 20438172 | 20379775 | 20385615 | 20385615 |  | 1070461749.8284 | 756722536.0611 | 762007234.0139 | 762388350.3768 | 760210015.0297 | 760427859.7551 | 760427859.7551
| 0 | 0 | 0 | 0 | 0 | 0 | 0 |  | 0 | 0 | 0 | 0 | 0 | 0 | 0 |  | 0 | 0 | 0 | 0 | 0 | 0 | 0
Demanda em mil m3/dia - Saída | 2023 | 2024 | 2025 | 2026 | 2027 | 2028 | 2029 | Demanda mil m3 por ano - Saída | 2023 | 2024 | 2025 | 2026 | 2027 | 2028 | 2029 | Demanda em MMBtu/ano - Saída | 2023 | 2024 | 2025 | 2026 | 2027 | 2028 | 2029
NTS MG 1 | 622 | 633 | 633 | 633 | 633 | 633 | 633 | NTS MG 1 | 227030 | 231678 | 231045 | 231678 | 231045 | 231045 | 231045 | NTS MG 1 | 8468713.6984 | 8642094.2264 | 8618481.9471 | 8642094.2264 | 8618481.9471 | 8618481.9471 | 8618481.9471
NTS MG 2 | 1364 | 1580 | 1098 | 1098 | 1098 | 1098 | 1098 | NTS MG 2 | 497860 | 578280 | 400770 | 401868 | 400770 | 400770 | 400770 | NTS MG 2 | 18571262.8369 | 21571104.0721 | 14949594.2778 | 14990552.0704 | 14949594.2778 | 14949594.2778 | 14949594.2778
NTS MG 3 | 2920 | 2852 | 2852 | 2852 | 2852 | 2852 | 2852 | NTS MG 3 | 1065800 | 1043832 | 1040980 | 1043832 | 1040980 | 1040980 | 1040980 | NTS MG 3 | 39756662.3782 | 38937208.1099 | 38830822.2954 | 38937208.1099 | 38830822.2954 | 38830822.2954 | 38830822.2954
NTS MG 4 | 1250 | 300 | 305 | 305 | 305 | 305 | 305 | NTS MG 4 | 456250 | 109800 | 111325 | 111630 | 111325 | 111325 | 111325 | NTS MG 4 | 17019119.1687 | 4095779.2542 | 4152665.0772 | 4164042.2418 | 4152665.0772 | 4152665.0772 | 4152665.0772
NTS RJ 1 | 17531 | 17374 | 13624 | 13624 | 13624 | 13624 | 13624 | NTS RJ 1 | 6398815 | 6358884 | 4972760 | 4986384 | 4972760 | 4972760 | 4972760 | NTS RJ 1 | 238689742.5179 | 237200229.2082 | 185494783.644 | 186002988.5307 | 185494783.644 | 185494783.644 | 185494783.644
NTS RJ 2 | 8470 | 8403 | 8403 | 8403 | 8403 | 8403 | 8403 | NTS RJ 2 | 3091550 | 3075498 | 3067095 | 3075498 | 3067095 | 3067095 | 3067095 | NTS RJ 2 | 115321551.4875 | 114722776.9101 | 114409326.7 | 114722776.9101 | 114409326.7 | 114409326.7 | 114409326.7
NTS RJ 3 | 1524 | 2173 | 2173 | 2173 | 2173 | 2173 | 2173 | NTS RJ 3 | 556260 | 795318 | 793145 | 795318 | 793145 | 793145 | 793145 | NTS RJ 3 | 20749710.0905 | 29667094.3979 | 29586036.763 | 29667094.3979 | 29586036.763 | 29586036.763 | 29586036.763
NTS RJ 4 | 314 | 283 | 283 | 283 | 283 | 283 | 283 | NTS RJ 4 | 114610 | 103578 | 103295 | 103578 | 103295 | 103295 | 103295 | NTS RJ 4 | 4275202.7352 | 3863685.0965 | 3853128.5798 | 3863685.0965 | 3853128.5798 | 3853128.5798 | 3853128.5798
NTS RJ 5 | 2315 | 2116 | 2116 | 2116 | 2116 | 2116 | 2116 | NTS RJ 5 | 844975 | 774456 | 772340 | 774456 | 772340 | 772340 | 772340 | NTS RJ 5 | 31519408.7005 | 28888896.3396 | 28809964.9289 | 28888896.3396 | 28809964.9289 | 28809964.9289 | 28809964.9289
NTS SP 1 | 1312 | 1130 | 1050 | 1050 | 1050 | 1050 | 1050 | NTS SP 1 | 478880 | 413580 | 383250 | 384300 | 383250 | 383250 | 383250 | NTS SP 1 | 17863267.4795 | 15427435.1908 | 14296060.1018 | 14335227.3897 | 14296060.1018 | 14296060.1018 | 14296060.1018
NTS SP 2 | 2985 | 3043 | 3003 | 3003 | 3003 | 3003 | 3003 | NTS SP 2 | 1089525 | 1113738 | 1096095 | 1099098 | 1096095 | 1096095 | 1096095 | NTS SP 2 | 40641656.575 | 41544854.2351 | 40886731.891 | 40998750.3345 | 40886731.891 | 40886731.891 | 40886731.891
NTS SP 3 | 7903 | 5834 | 5584 | 5584 | 5584 | 5584 | 5584 | NTS SP 3 | 2884595 | 2135244 | 2038160 | 2043744 | 2038160 | 2038160 | 2038160 | NTS SP 3 | 107601679.0325 | 79649253.8967 | 76027809.1506 | 76236104.5182 | 76027809.1506 | 76027809.1506 | 76027809.1506
NTS SP 4 | 3684 | 2513 | 2483 | 2483 | 2483 | 2483 | 2483 | NTS SP 4 | 1344660 | 919758 | 906295 | 908778 | 906295 | 906295 | 906295 | NTS SP 4 | 50158748.0141 | 34308977.5527 | 33806778.3168 | 33899399.6273 | 33806778.3168 | 33806778.3168 | 33806778.3168
PE-GUARAREMA (INTERCONEXÃO) | 0 | 0 | 0 | 0 | 0 | 0 | 0 | PE-GUARAREMA (INTERCONEXÃO) | 0 | 0 | 0 | 0 | 0 | 0 | 0 | PE-GUARAREMA (INTERCONEXÃO) | 0 | 0 | 0 | 0 | 0 | 0 | 0
PE-REPLAN (INTERCONEXÃO) | 7800 | 6824 | 6824 | 6824 | 6824 | 6824 | 6824 | PE-REPLAN (INTERCONEXÃO) | 2847000 | 2497584 | 2490760 | 2497584 | 2490760 | 2490760 | 2490760 | PE-REPLAN (INTERCONEXÃO) | 106199303.613 | 93165325.4355 | 92910775.366 | 93165325.4355 | 92910775.366 | 92910775.366 | 92910775.366
PE-TECAB (INTERCONEXÃO) | 200 | 0.001 | 200 | 200 | 200 | 200 | 200 | PE-TECAB (INTERCONEXÃO) | 73000 | 0.366 | 73000 | 73200 | 73000 | 73000 | 73000 | PE-TECAB (INTERCONEXÃO) | 2723059.067 | 13.6526 | 2723059.067 | 2730519.5028 | 2723059.067 | 2723059.067 | 2723059.067
Total | 60194 | 55058.001 | 50631 | 50631 | 50631 | 50631 | 50631 | Total | 21970810 | 20151228.366 | 18480315 | 18530946 | 18480315 | 18480315 | 18480315 | Total | 819559087.395 | 751684727.5784 | 689356018.1064 | 691244664.7313 | 689356018.1064 | 689356018.1064 | 689356018.1064
| 60194 | 55058.001 | 50631 | 50631 | 50631 | 50631 | 50631 |  | 21970810 | 20151228.366 | 18480315 | 18530946 | 18480315 | 18480315 | 18480315 |  | 819559087.395 | 751684727.5784 | 689356018.1064 | 691244664.7313 | 689356018.1064 | 689356018.1064 | 689356018.1064
| 0 | 0 | 0 | 0 | 0 | 0 | 0 |  | 0 | 0 | 0 | 0 | 0 | 0 | 0 |  | 0 | 0 | 0 | 0 | 0 | 0 | 0

## Oferta (Legados)
Manifestação de Interesse - Entrada (mil m³/dia)
Pontos de Entrada | Duto / Estação | Capacidade Comercial | 2023 | 2024 | 2025 | 2026 | 2027 | 2028 | 2029
PR-CARAGUATATUBA | GASTAU | 20000 | 15000 | 7602 | 14178 | 14178 | 14178 | 14178 | 14178
PR-GNLBGB | CAMPOS ELÍSEOS | 20000 | 20000 | 20000 | 20000 | 20000 | 20000 | 20000 | 20000
PR-ITABORAÍ | GASDUC III | 18200 | 7322 | 14114 | 13564 | 13439 | 13432 | 13448 | 13448
PR-GASPAJ (INTERCONEXÃO) | GASPAJ | 1250 | 1250 | 305 | 335 | 335 | 335 | 335 | 335
PR-REDUC | REDUC | 5000 | 0 | 0 | 0 | 0 | 0 | 0 | 0
PR-RPBC | RPBC | 2200 | 0 | 0 | 0 | 0 | 0 | 0 | 0
PR-TECAB | TECAB | 25160 | 11650 | 7201 | 14855 | 14855 | 14855 | 14855 | 14855
PR-GUARAREMA (INTERCONEXÃO) | GUARAREMA | 0 | 7000 | 6000 | 6000 | 6000 | 6000 | 6000 | 6000
PR-REPLAN (INTERCONEXÃO) | REPLAN | 0 | 8400 | 205 | 200 | 200 | 200 | 200 | 200
PR-TECAB (INTERCONEXÃO) | TECAB | 0 | 8000 | 0.001 | 200 | 200 | 200 | 200 | 200
Total |  | 91810 | 78622 | 55427.001 | 69332 | 69207 | 69200 | 69216 | 69216

## Demanda (Legados)
Manifestação de Interesse - Demanda Saída (mil m³/dia)
Pontos/Zonas de Saída | Área de Concessão | Capacidade Técnica | 2023 | 2024 | 2025 | 2026 | 2027 | 2028 | 2029
NTS MG 1 | Gasmig | 864.5 | 622 | 633 | 607 | 607 | 607 | 607 | 607
NTS MG 2 | Gasmig | 1825.9 | 1364 | 1580 | 1678 | 1678 | 1678 | 1678 | 1678
NTS MG 3 | Gasmig | 3040.95 | 2920 | 2852 | 2737 | 2737 | 2737 | 2737 | 2737
NTS MG 4 | Gasmig | 1187.5 | 1250 | 300 | 335 | 335 | 335 | 335 | 335
NTS RJ 1 | Naturgy-RJ (CEG) | 21185 | 17531 | 17374 | 17793 | 17793 | 17793 | 17793 | 17793
NTS RJ 2 | Naturgy-RJ (CEG) | 11271.75 | 8470 | 8403 | 8406 | 8406 | 8406 | 8406 | 8406
NTS RJ 3 | Naturgy-RJ (CEG) | 3249 | 1524 | 2173 | 1714 | 1714 | 1714 | 1714 | 1714
NTS RJ 4 | Naturgy-RJ (CEG) | 498.75 | 314 | 283 | 323 | 323 | 323 | 323 | 323
NTS RJ 5 | Naturgy-RJ (CEG) | 3321.2 | 2315 | 2116 | 2128 | 2128 | 2128 | 2128 | 2128
NTS SP 1 | Comgás | 14292.75 | 1312 | 1130 | 1237 | 1237 | 1237 | 1237 | 1237
NTS SP 2 | Comgás | 3971 | 2985 | 3043 | 2972 | 2972 | 2972 | 2972 | 2972
NTS SP 3 | Comgás | 9941.75 | 7903 | 5834 | 7969 | 7969 | 7969 | 7969 | 7969
NTS SP 4 | Comgás | 3809.5 | 3684 | 2513 | 3281 | 3281 | 3281 | 3281 | 3281
PE-GUARAREMA (INTERCONEXÃO) |  | 0 | 0 | 0 | 0 | 0 | 0 | 0 | 0
PE-REPLAN (INTERCONEXÃO) |  | 0 | 7800 | 6824 | 7011 | 7011 | 7011 | 7011 | 7011
PE-TECAB (INTERCONEXÃO) |  | 0 | 200 | 0.001 | 200 | 200 | 200 | 200 | 200
Total |  | 78459.55 | 60194 | 55058.001 | 58391 | 58391 | 58391 | 58391 | 58391

## Oferta x Demanda (Legados)
Oferta em mil m3/dia - Entrada | 2023 | 2024 | 2025 | 2026 | 2027 | 2028 | 2029 | Oferta mil m3 por ano - Entrada | 2023 | 2024 | 2025 | 2026 | 2027 | 2028 | 2029 | Demanda em MMBtu/ano - Entrada | 2023 | 2024 | 2025 | 2026 | 2027 | 2028 | 2029
PR-CARAGUATATUBA | 15000 | 7602 | 14178 | 14178 | 14178 | 14178 | 14178 | PR-CARAGUATATUBA | 5475000 | 2774730 | 5174970 | 5174970 | 5174970 | 5174970 | 5174970 | PR-CARAGUATATUBA | 204229430.025 | 103503475.1367 | 193037657.2596 | 193037657.2596 | 193037657.2596 | 193037657.2596 | 193037657.2596
PR-GNLBGB | 20000 | 20000 | 20000 | 20000 | 20000 | 20000 | 20000 | PR-GNLBGB | 7300000 | 7300000 | 7300000 | 7300000 | 7300000 | 7300000 | 7300000 | PR-GNLBGB | 272305906.7 | 272305906.7 | 272305906.7 | 272305906.7 | 272305906.7 | 272305906.7 | 272305906.7
PR-ITABORAÍ | 7322 | 14114 | 13564 | 13439 | 13432 | 13448 | 13448 | PR-ITABORAÍ | 2672530 | 5151610 | 4950860 | 4905235 | 4902680 | 4908520 | 4908520 | PR-ITABORAÍ | 99691192.4429 | 192166278.3582 | 184677865.9239 | 182975954.0071 | 182880646.9397 | 183098491.6651 | 183098491.6651
PR-GASPAJ (INTERCONEXÃO) | 1250 | 305 | 335 | 335 | 335 | 335 | 335 | PR-GASPAJ (INTERCONEXÃO) | 456250 | 111325 | 122275 | 122275 | 122275 | 122275 | 122275 | PR-GASPAJ (INTERCONEXÃO) | 17019119.1687 | 4152665.0772 | 4561123.9372 | 4561123.9372 | 4561123.9372 | 4561123.9372 | 4561123.9372
PR-REDUC | 0 | 0 | 0 | 0 | 0 | 0 | 0 | PR-REDUC | 0 | 0 | 0 | 0 | 0 | 0 | 0 | PR-REDUC | 0 | 0 | 0 | 0 | 0 | 0 | 0
PR-RPBC | 0 | 0 | 0 | 0 | 0 | 0 | 0 | PR-RPBC | 0 | 0 | 0 | 0 | 0 | 0 | 0 | PR-RPBC | 0 | 0 | 0 | 0 | 0 | 0 | 0
PR-TECAB | 11650 | 7201 | 14855 | 14855 | 14855 | 14855 | 14855 | PR-TECAB | 4252250 | 2628365 | 5422075 | 5422075 | 5422075 | 5422075 | 5422075 | PR-TECAB | 158618190.6528 | 98043741.7073 | 202255212.2014 | 202255212.2014 | 202255212.2014 | 202255212.2014 | 202255212.2014
PR-GUARAREMA (INTERCONEXÃO) | 7000 | 6000 | 6000 | 6000 | 6000 | 6000 | 6000 | PR-GUARAREMA (INTERCONEXÃO) | 2555000 | 2190000 | 2190000 | 2190000 | 2190000 | 2190000 | 2190000 | PR-GUARAREMA (INTERCONEXÃO) | 95307067.345 | 81691772.01 | 81691772.01 | 81691772.01 | 81691772.01 | 81691772.01 | 81691772.01
PR-REPLAN (INTERCONEXÃO) | 8400 | 205 | 200 | 200 | 200 | 200 | 200 | PR-REPLAN (INTERCONEXÃO) | 3066000 | 74825 | 73000 | 73000 | 73000 | 73000 | 73000 | PR-REPLAN (INTERCONEXÃO) | 114368480.814 | 2791135.5437 | 2723059.067 | 2723059.067 | 2723059.067 | 2723059.067 | 2723059.067
PR-TECAB (INTERCONEXÃO) | 8000 | 0.001 | 200 | 200 | 200 | 200 | 200 | PR-TECAB (INTERCONEXÃO) | 2920000 | 0.365 | 73000 | 73000 | 73000 | 73000 | 73000 | PR-TECAB (INTERCONEXÃO) | 108922362.68 | 13.6153 | 2723059.067 | 2723059.067 | 2723059.067 | 2723059.067 | 2723059.067
Total | 78622 | 55427.001 | 69332 | 69207 | 69200 | 69216 | 69216 | Total | 28697030 | 20230855.365 | 25306180 | 25260555 | 25258000 | 25263840 | 25263840 | Total | 1070461749.8284 | 754654988.1483 | 943975656.1662 | 942273744.2493 | 942178437.182 | 942396281.9074 | 942396281.9074
| 78622 | 55427.001 | 69332 | 69207 | 69200 | 69216 | 69216 |  | 28697030 | 20230855.365 | 25306180 | 25260555 | 25258000 | 25263840 | 25263840 |  | 1070461749.8284 | 754654988.1483 | 943975656.1662 | 942273744.2493 | 942178437.182 | 942396281.9074 | 942396281.9074
| 0 | 0 | 0 | 0 | 0 | 0 | 0 |  | 0 | 0 | 0 | 0 | 0 | 0 | 0 |  | 0 | 0 | 0 | 0 | 0 | 0 | 0
Demanda em mil m3/dia - Saída | 2023 | 2024 | 2025 | 2026 | 2027 | 2028 | 2029 | Demanda mil m3 por ano - Saída | 2023 | 2024 | 2025 | 2026 | 2027 | 2028 | 2029 | Demanda em MMBtu/ano - Saída | 2023 | 2024 | 2025 | 2026 | 2027 | 2028 | 2029
NTS MG 1 | 622 | 633 | 607 | 607 | 607 | 607 | 607 | NTS MG 1 | 227030 | 231045 | 221555 | 221555 | 221555 | 221555 | 221555 | NTS MG 1 | 8468713.6984 | 8618481.9471 | 8264484.2683 | 8264484.2683 | 8264484.2683 | 8264484.2683 | 8264484.2683
NTS MG 2 | 1364 | 1580 | 1678 | 1678 | 1678 | 1678 | 1678 | NTS MG 2 | 497860 | 576700 | 612470 | 612470 | 612470 | 612470 | 612470 | NTS MG 2 | 18571262.8369 | 21512166.6293 | 22846465.5721 | 22846465.5721 | 22846465.5721 | 22846465.5721 | 22846465.5721
NTS MG 3 | 2920 | 2852 | 2737 | 2737 | 2737 | 2737 | 2737 | NTS MG 3 | 1065800 | 1040980 | 999005 | 999005 | 999005 | 999005 | 999005 | NTS MG 3 | 39756662.3782 | 38830822.2954 | 37265063.3319 | 37265063.3319 | 37265063.3319 | 37265063.3319 | 37265063.3319
NTS MG 4 | 1250 | 300 | 335 | 335 | 335 | 335 | 335 | NTS MG 4 | 456250 | 109500 | 122275 | 122275 | 122275 | 122275 | 122275 | NTS MG 4 | 17019119.1687 | 4084588.6005 | 4561123.9372 | 4561123.9372 | 4561123.9372 | 4561123.9372 | 4561123.9372
NTS RJ 1 | 17531 | 17374 | 17793 | 17793 | 17793 | 17793 | 17793 | NTS RJ 1 | 6398815 | 6341510 | 6494445 | 6494445 | 6494445 | 6494445 | 6494445 | NTS RJ 1 | 238689742.5179 | 236552141.1503 | 242256949.8957 | 242256949.8957 | 242256949.8957 | 242256949.8957 | 242256949.8957
NTS RJ 2 | 8470 | 8403 | 8406 | 8406 | 8406 | 8406 | 8406 | NTS RJ 2 | 3091550 | 3067095 | 3068190 | 3068190 | 3068190 | 3068190 | 3068190 | NTS RJ 2 | 115321551.4875 | 114409326.7 | 114450172.586 | 114450172.586 | 114450172.586 | 114450172.586 | 114450172.586
NTS RJ 3 | 1524 | 2173 | 1714 | 1714 | 1714 | 1714 | 1714 | NTS RJ 3 | 556260 | 793145 | 625610 | 625610 | 625610 | 625610 | 625610 | NTS RJ 3 | 20749710.0905 | 29586036.763 | 23336616.2042 | 23336616.2042 | 23336616.2042 | 23336616.2042 | 23336616.2042
NTS RJ 4 | 314 | 283 | 323 | 323 | 323 | 323 | 323 | NTS RJ 4 | 114610 | 103295 | 117895 | 117895 | 117895 | 117895 | 117895 | NTS RJ 4 | 4275202.7352 | 3853128.5798 | 4397740.3932 | 4397740.3932 | 4397740.3932 | 4397740.3932 | 4397740.3932
NTS RJ 5 | 2315 | 2116 | 2128 | 2128 | 2128 | 2128 | 2128 | NTS RJ 5 | 844975 | 772340 | 776720 | 776720 | 776720 | 776720 | 776720 | NTS RJ 5 | 31519408.7005 | 28809964.9289 | 28973348.4729 | 28973348.4729 | 28973348.4729 | 28973348.4729 | 28973348.4729
NTS SP 1 | 1312 | 1130 | 1237 | 1237 | 1237 | 1237 | 1237 | NTS SP 1 | 478880 | 412450 | 451505 | 451505 | 451505 | 451505 | 451505 | NTS SP 1 | 17863267.4795 | 15385283.7286 | 16842120.3294 | 16842120.3294 | 16842120.3294 | 16842120.3294 | 16842120.3294
NTS SP 2 | 2985 | 3043 | 2972 | 2972 | 2972 | 2972 | 2972 | NTS SP 2 | 1089525 | 1110695 | 1084780 | 1084780 | 1084780 | 1084780 | 1084780 | NTS SP 2 | 40641656.575 | 41431343.7044 | 40464657.7356 | 40464657.7356 | 40464657.7356 | 40464657.7356 | 40464657.7356
NTS SP 3 | 7903 | 5834 | 7969 | 7969 | 7969 | 7969 | 7969 | NTS SP 3 | 2884595 | 2129410 | 2908685 | 2908685 | 2908685 | 2908685 | 2908685 | NTS SP 3 | 107601679.0325 | 79431632.9844 | 108500288.5246 | 108500288.5246 | 108500288.5246 | 108500288.5246 | 108500288.5246
NTS SP 4 | 3684 | 2513 | 3281 | 3281 | 3281 | 3281 | 3281 | NTS SP 4 | 1344660 | 917245 | 1197565 | 1197565 | 1197565 | 1197565 | 1197565 | NTS SP 4 | 50158748.0141 | 34215237.1769 | 44671783.9941 | 44671783.9941 | 44671783.9941 | 44671783.9941 | 44671783.9941
PE-GUARAREMA (INTERCONEXÃO) | 0 | 0 | 0 | 0 | 0 | 0 | 0 | PE-GUARAREMA (INTERCONEXÃO) | 0 | 0 | 0 | 0 | 0 | 0 | 0 | PE-GUARAREMA (INTERCONEXÃO) | 0 | 0 | 0 | 0 | 0 | 0 | 0
PE-REPLAN (INTERCONEXÃO) | 7800 | 6824 | 7011 | 7011 | 7011 | 7011 | 7011 | PE-REPLAN (INTERCONEXÃO) | 2847000 | 2490760 | 2559015 | 2559015 | 2559015 | 2559015 | 2559015 | PE-REPLAN (INTERCONEXÃO) | 106199303.613 | 92910775.366 | 95456835.5937 | 95456835.5937 | 95456835.5937 | 95456835.5937 | 95456835.5937
PE-TECAB (INTERCONEXÃO) | 200 | 0.001 | 200 | 200 | 200 | 200 | 200 | PE-TECAB (INTERCONEXÃO) | 73000 | 0.365 | 73000 | 73000 | 73000 | 73000 | 73000 | PE-TECAB (INTERCONEXÃO) | 2723059.067 | 13.6153 | 2723059.067 | 2723059.067 | 2723059.067 | 2723059.067 | 2723059.067
Total | 60194 | 55058.001 | 58391 | 58391 | 58391 | 58391 | 58391 | Total | 21970810 | 20096170.365 | 21312715 | 21312715 | 21312715 | 21312715 | 21312715 | Total | 819559087.395 | 749630944.1697 | 795010709.906 | 795010709.906 | 795010709.906 | 795010709.906 | 795010709.906
| 60194 | 55058.001 | 58391 | 58391 | 58391 | 58391 | 58391 |  | 21970810 | 20096170.365 | 21312715 | 21312715 | 21312715 | 21312715 | 21312715 |  | 819559087.395 | 749630944.1697 | 795010709.906 | 795010709.906 | 795010709.906 | 795010709.906 | 795010709.906
| 0 | 0 | 0 | 0 | 0 | 0 | 0 |  | 0 | 0 | 0 | 0 | 0 | 0 | 0 |  | 0 | 0 | 0 | 0 | 0 | 0 | 0

## Matriz Distâncias NTS
UF | PONTOS DE ENTREGA | ZONA | PR-CARAGUA-TATUBA | PR-GNLBGB | PR-ITABORAÍ | PR-GUARAREMA (INTERCONEXÃO) | PR-GASPAJ | PR-REDUC | PR-REPLAN (INTERCONEXÃO) | PR-RPBC | PR-TECAB | PR-TECAB (INTERCONEXÃO) | ZONA | PR-CARAGUA-TATUBA | PR-GNLBGB | PR-ITABORAÍ | PR-GUARAREMA (INTERCONEXÃO) | PR-GASPAJ | PR-REDUC | PR-REPLAN (INTERCONEXÃO) | PR-RPBC | PR-TECAB | PR-TECAB (INTERCONEXÃO)
MG | PE-UTEJDF | NTS MG 1 | 442.801 | 247.636 | 297.058 | 408.621 | 545.956 | 129.634 | 545.956 | 514.784 | 427.934 | 427.934 | 1 | 2 | 3 | 4 | 5 | 6 | 7 | 8 | 9 | 10 | 11
| PE-JDF | NTS MG 1 | 451.399 | 256.234 | 305.656 | 417.219 | 554.554 | 138.232 | 554.554 | 523.382 | 436.532 | 436.532 | NTS MG 1 | 447.1 | 251.935 | 301.357 | 412.92 | 550.255 | 133.933 | 550.255 | 519.083 | 432.233 | 432.233
| PE-BARBACE | NTS MG 2 | 507.581 | 312.416 | 361.838 | 473.401 | 610.736 | 194.414 | 610.736 | 579.564 | 492.714 | 492.714 | NTS MG 2 | 544.264 | 349.099 | 398.521 | 510.084 | 647.419 | 231.097 | 647.419 | 616.247 | 529.397 | 529.397
| PE-SAOBRS2 | NTS MG 2 | 580.947 | 385.782 | 435.204 | 546.767 | 684.102 | 267.78 | 684.102 | 652.93 | 566.08 | 566.08 | NTS MG 3 | 661.4292 | 466.2642 | 515.6862 | 627.2492 | 764.5842 | 348.2622 | 764.5842 | 733.4122 | 646.5622 | 646.5622
| PE-BRUMADI | NTS MG 3 | 631.102 | 435.937 | 485.359 | 596.922 | 734.257 | 317.935 | 734.257 | 703.085 | 616.235 | 616.235 | NTS MG 4 | 394.629 | 596.18 | 645.602 | 360.449 | 93.766 | 598.48 | 93.766 | 466.612 | 776.478 | 776.478
| PE-BETIM | NTS MG 3 | 669.011 | 473.846 | 523.268 | 634.831 | 772.166 | 355.844 | 772.166 | 740.994 | 654.144 | 654.144 | NTS RJ 1 | 460.821 | 64.0913 | 75.0913 | 423.9597 | 563.976 | 64.0913 | 563.976 | 530.1227 | 120.2693 | 120.2693
| PE-REGAP | NTS MG 3 | 669.011 | 473.846 | 523.268 | 634.831 | 772.166 | 355.844 | 772.166 | 740.994 | 654.144 | 654.144 | NTS RJ 2 | 352.801 | 46.098 | 95.52 | 318.621 | 456.316 | 45.9433 | 456.316 | 424.064 | 226.396 | 226.396
| PE-REGAP2 | NTS MG 3 | 669.011 | 473.846 | 523.268 | 634.831 | 772.166 | 355.844 | 772.166 | 740.994 | 654.144 | 654.144 | NTS RJ 3 | 307.6236 | 92.7374 | 142.1594 | 273.4436 | 448.949 | 89.9518 | 448.949 | 379.6066 | 273.0354 | 273.0354
| PE-UTEIBIR | NTS MG 3 | 669.011 | 473.846 | 523.268 | 634.831 | 772.166 | 355.844 | 772.166 | 740.994 | 654.144 | 654.144 | NTS RJ 4 | 244.471 | 154.518 | 203.94 | 210.561 | 347.896 | 156.818 | 347.896 | 316.724 | 334.816 | 334.816
| PE-JACUTIN | NTS MG 4 | 394.629 | 596.18 | 645.602 | 360.449 | 93.766 | 598.48 | 93.766 | 466.612 | 776.478 | 776.478 | NTS RJ 5 | 395.9185 | 36.5805 | 87.1525 | 357.719 | 499.0735 | 34.0805 | 499.0735 | 463.8795 | 218.0285 | 218.0285
RJ | PE-DCAXIAS | NTS RJ 1 | 391.671 | 7.588 | 57.01 | 357.491 | 494.826 | 9.888 | 494.826 | 463.654 | 187.886 | 187.886 | NTS SP 1 | 162.8428 | 343.1248 | 329.0532 | 128.6628 | 222.2428 | 278.4492 | 222.2428 | 234.8258 | 459.9292 | 459.9292
| PE-TERMOR2 | NTS RJ 1 | 401.559 | 2.3 | 51.722 | 359.335 | 504.714 | 0 | 504.714 | 465.498 | 182.598 | 182.598 | NTS SP 2 | 77.568 | 319.4677 | 367.8097 | 45.6113 | 221.0717 | 321.7677 | 221.0717 | 151.7743 | 498.6857 | 498.6857
| PE-TERMORJ | NTS RJ 1 | 401.559 | 2.3 | 51.722 | 359.335 | 504.714 | 0 | 504.714 | 465.498 | 182.598 | 182.598 | NTS SP 3 | 176.6012 | 435.4332 | 483.808 | 70.3542 | 337.0372 | 437.7332 | 337.0372 | 46.044 | 614.684 | 614.684
| PE-GUAPIMI | NTS RJ 1 | 437.681 | 38.422 | 11 | 403.501 | 540.836 | 40.722 | 540.836 | 509.664 | 141.876 | 141.876 | NTS SP 4 | 211.584 | 470.416 | 519.838 | 105.337 | 372.02 | 472.716 | 372.02 | 0.826 | 650.714 | 650.714
| PE-UTEMM | NTS RJ 1 | 566.228 | 166.969 | 139.547 | 532.048 | 669.383 | 166.969 | 669.383 | 638.211 | 13.329 | 13.329 | PE-GUARAREMA (INTERCONEXÃO) | 106.247 | 365.079 | 414.501 | 0 | 266.683 | 367.379 | 266.683 | 106.163 | 545.377 | 545.377
| PE-UTENF | NTS RJ 1 | 566.228 | 166.969 | 139.547 | 532.048 | 669.383 | 166.969 | 669.383 | 638.211 | 13.329 | 13.329 | PE-REPLAN (INTERCONEXÃO) | 300.863 | 502.414 | 551.836 | 266.683 | 0 | 504.714 | 0 | 372.846 | 682.712 | 682.712
| PE-JAPERI | NTS RJ 2 | 352.081 | 46.098 | 95.52 | 317.901 | 456.316 | 41.034 | 456.316 | 424.064 | 226.396 | 226.396 | PE-TECAB (INTERCONEXÃO) | 579.557 | 180.298 | 152.876 | 545.377 | 682.712 | 180.298 | 682.712 | 651.54 | 0 | 0
| PE-JAPERI2 | NTS RJ 2 | 353.161 | 46.098 | 95.52 | 318.981 | 456.316 | 48.398 | 456.316 | 424.064 | 226.396 | 226.396
| PE-UTEBFLU | NTS RJ 2 | 353.161 | 46.098 | 95.52 | 318.981 | 456.316 | 48.398 | 456.316 | 424.064 | 226.396 | 226.396
| PE-BMANSA2 | NTS RJ 3 | 278.769 | 119.41 | 168.832 | 244.589 | 381.924 | 117.11 | 381.924 | 350.752 | 299.708 | 299.708
| PE-CDACO | NTS RJ 3 | 291.457 | 106.722 | 156.144 | 257.277 | 394.612 | 104.422 | 394.612 | 363.44 | 287.02 | 287.02
| PE-VREDOND | NTS RJ 3 | 304.055 | 105.034 | 154.456 | 269.875 | 515.252 | 105.034 | 515.252 | 376.038 | 285.332 | 285.332
| PE-PIRAI | NTS RJ 3 | 322.282 | 75.897 | 125.319 | 288.102 | 486.115 | 71.233 | 486.115 | 394.265 | 256.195 | 256.195
| PE-PARACAM | NTS RJ 3 | 341.555 | 56.624 | 106.046 | 307.375 | 466.842 | 51.96 | 466.842 | 413.538 | 236.922 | 236.922
| PE-RESEND2 | NTS RJ 4 | 244.471 | 154.518 | 203.94 | 210.561 | 347.896 | 156.818 | 347.896 | 316.724 | 334.816 | 334.816
| PE-RIOFLOR | NTS RJ 5 | 390.278 | 70.861 | 122.583 | 356.098 | 493.433 | 68.161 | 493.433 | 462.261 | 253.459 | 253.459
| PE-REDUC-H | NTS RJ 5 | 401.559 | 2.3 | 51.722 | 359.34 | 504.714 | 0 | 504.714 | 465.498 | 182.598 | 182.598
SP (NTS) | PE-CACAPAV | NTS SP 1 | 111.196 | 312.747 | 362.169 | 77.016 | 189.667 | 315.047 | 189.667 | 183.179 | 493.045 | 493.045
| PE-PINDA2 | NTS SP 1 | 128.608 | 330.159 | 318.993 | 94.428 | 231.763 | 264.907 | 231.763 | 200.591 | 449.869 | 449.869
| PE-GUARATI | NTS SP 1 | 162.661 | 236.598 | 286.02 | 128.481 | 265.816 | 238.898 | 265.816 | 234.644 | 416.896 | 416.896
| PE-LORENA | NTS SP 1 | 166.572 | 368.123 | 281.029 | 132.392 | 269.727 | 226.943 | 269.727 | 238.555 | 411.905 | 411.905
| PE-CRUZEIR | NTS SP 1 | 190.243 | 391.794 | 257.358 | 156.063 | 293.398 | 203.272 | 293.398 | 262.226 | 388.234 | 388.234
| PE-BRAGSP | NTS SP 1 | 217.777 | 419.328 | 468.75 | 183.597 | 83.086 | 421.628 | 83.086 | 289.76 | 599.626 | 599.626
| PE-REVAP2 | NTS SP 2 | 66.925 | 328.999 | 377.341 | 36.08 | 230.603 | 331.299 | 230.603 | 142.243 | 508.217 | 508.217
| PE-SJC | NTS SP 2 | 66.925 | 328.999 | 377.341 | 36.08 | 230.603 | 331.299 | 230.603 | 142.243 | 508.217 | 508.217
| PE-TAUBATE | NTS SP 2 | 98.854 | 300.405 | 348.747 | 64.674 | 202.009 | 302.705 | 202.009 | 170.837 | 479.623 | 479.623
| PE-SUZANO | NTS SP 3 | 141.176 | 400.008 | 448.35 | 34.929 | 301.612 | 402.308 | 301.612 | 70.236 | 579.226 | 579.226
| PE-CAPUAVA | NTS SP 3 | 170.526 | 429.358 | 476.702 | 64.279 | 330.962 | 431.658 | 330.962 | 60.748 | 607.578 | 607.578
| PE-RECAP2 | NTS SP 3 | 170.526 | 429.358 | 476.702 | 64.279 | 330.962 | 431.658 | 330.962 | 60.748 | 607.578 | 607.578
| PE-SBC2 | NTS SP 3 | 194.407 | 453.239 | 502.661 | 88.16 | 354.843 | 455.539 | 354.843 | 18.003 | 633.537 | 633.537
| PE-SBCAMPO | NTS SP 3 | 206.371 | 465.203 | 514.625 | 100.124 | 366.807 | 467.503 | 366.807 | 20.485 | 645.501 | 645.501
| PE-UTECUBA | NTS SP 4 | 209.932 | 468.764 | 518.186 | 103.685 | 370.368 | 471.064 | 370.368 | 2.478 | 649.062 | 649.062
| PE-CUBATAO | NTS SP 4 | 212.41 | 471.242 | 520.664 | 106.163 | 372.846 | 473.542 | 372.846 | 0 | 651.54 | 651.54
| PE-RPBC | NTS SP 4 | 212.41 | 471.242 | 520.664 | 106.163 | 372.846 | 473.542 | 372.846 | 0 | 651.54 | 651.54
| PE-GUARAREMA (INTERCONEXÃO) |  | 106.247 | 365.079 | 414.501 | 0 | 266.683 | 367.379 | 266.683 | 106.163 | 545.377 | 545.377
| PE-REPLAN (INTERCONEXÃO) |  | 300.863 | 502.414 | 551.836 | 266.683 | 0 | 504.714 | 0 | 372.846 | 682.712 | 682.712
| PE-TECAB (INTERCONEXÃO) |  | 579.557 | 180.298 | 152.876 | 545.377 | 682.712 | 180.298 | 682.712 | 651.54 | 0 | 0

## CWD 2025 GASIG (sem desc.)
| Cálculo da Tarifa de Entrada-Saída (Postal) |  |  |  |  | Ano
2025
| Receita Total | Rtotal | 52.4065 | Milhões de Reais
70% | Receita Alocada para Entrada | Ren | 36.6845 | Milhões de Reais/ano
| Total da Reserva de Capacidade de Entrada Anual | BC∑En | 20427955 | Mil de m3 | 762007234.0139 | MMBTU
| Tarifa de Entrada Postal | Ten | 0.0017958 | R$/m3 | 0.048142 | R$/MMBtu
30% | Receita Alocada para Saída | Rex | 15.7219 | Milhões de Reais/ano
| Total da Reserva de Capacidade de Saída Anual | BC∑Ex | 18480315 | Mil de m3 | 689356018.1064 | MMBTU
| Tarifa de Saída Postal | Tex | 0.00085074 | R$/m3 | 0.022807 | R$/MMBtu
| Proporção Postal: | 80%
Step 1 | Define technical capacity at each entry and exit point; define forecasted booked capacity at each entry and exit point; [define (ex ante) the share of revenue to be collected from entry points and the share of revenue to be collected from exit points].
Variable | Description
CENi | Capacity at entry entry point i
CEXj | Capacity at exit entry point j
BCENi | Forecasted Booked Capacity at entry point i | [5 empty] | 37.3022
BCEXj | Forecasted Booked Capacity at exit point j | [5 empty] | 0.037302
|  | 2025 |  |  |  | 2025
|  | [Base diária] |  |  |  | [Base anual]
Code | Entrada | CENi [mil m³@9.400] | BCENi [mil m³@9.400] |  |  | CENi [MMBTU] | BCENi [MMBTU]
EN 01 | PR-CARAGUATATUBA | 20000 | 9427 |  |  | 272305906.7 | 128351389.123
EN 02 | PR-GNLBGB | 20000 | 20000 |  |  | 272305906.7 | 272305906.7
EN 03 | PR-ITABORAÍ | 18200 | 13564 |  |  | 247798375.097 | 184677865.9239
EN 04 | PR-GASPAJ (INTERCONEXÃO) | 1250 | 305 |  |  | 17019119.1687 | 4152665.0772
EN 05 | PR-REDUC | 5000 | 0 |  |  | 68076476.675 | 0
EN 06 | PR-RPBC | 2200 | 0 |  |  | 29953649.737 | 0
EN 07 | PR-TECAB | 25160 | 6266 |  |  | 342560830.6286 | 85313440.5691
EN 08 | PR-GUARAREMA (INTERCONEXÃO) | 0 | 6000 |  |  | 0 | 81691772.01
EN 09 | PR-REPLAN (INTERCONEXÃO) | 0 | 205 |  |  | 0 | 2791135.5437
EN 10 | PR-TECAB (INTERCONEXÃO) | 0 | 200 |  |  | 0 | 2723059.067
|  | 91810 | 55967 |  |  | 1250020264.7063 | 762007234.0139
|  | 2025 |  |  |  | 2025
|  | [Base diária] |  |  |  | [Base anual]
Code | Zonas Saídas | CEXi [mil m³@9.400] | BCEXi [ml m³@9.400] |  |  | CEXi [MMBTU] | BCEXi [MMBTU]
EX1 | NTS MG 1 | 864.5 | 633 |  |  | 11770422.8171 | 8618481.9471
EX2 | NTS MG 2 | 1825.9 | 1098 |  |  | 24860167.7522 | 14949594.2778
EX3 | NTS MG 3 | 3040.95 | 2852 |  |  | 41403432.349 | 38830822.2954
EX4 | NTS MG 4 | 1187.5 | 305 |  |  | 16168163.2103 | 4152665.0772
EX5 | NTS RJ 1 | 21185 | 13624 |  |  | 288440031.672 | 185494783.644
EX6 | NTS RJ 2 | 11271.75 | 8403 |  |  | 153468205.1923 | 114409326.7
EX7 | NTS RJ 3 | 3249 | 2173 |  |  | 44236094.5434 | 29586036.763
EX8 | NTS RJ 4 | 498.75 | 283 |  |  | 6790628.5483 | 3853128.5798
EX9 | NTS RJ 5 | 3321.2 | 2116 |  |  | 45219118.8666 | 28809964.9289
EX10 | NTS SP 1 | 14292.75 | 1050 |  |  | 194600012.3993 | 14296060.1017
EX11 | NTS SP 2 | 3971 | 3003 |  |  | 54066337.7753 | 40886731.891
EX12 | NTS SP 3 | 9941.75 | 5584 |  |  | 135359862.3967 | 76027809.1506
EX13 | NTS SP 4 | 3809.5 | 2483 |  |  | 51867467.5787 | 33806778.3168
EX14 | PE-GUARAREMA (INTERCONEXÃO) | 0 | 0 |  |  | 0 | 0
EX15 | PE-REPLAN (INTERCONEXÃO) | 0 | 6824 |  |  | 0 | 92910775.366
EX16 | PE-TECAB (INTERCONEXÃO) | 0 | 200 |  |  | 0 | 2723059.067
|  | 78459.55 | 50631 |  |  | 1068249945.1012 | 689356018.1064
Step 2 | Calculate distance between each entry point and each exit point in the system
Variable | Description
[DENiEXj] | Matrix of the distances from entrry i to exit j
|  | EN 01 | EN 02 | EN 03 | EN 04 | EN 05 | EN 06 | EN 07 | EN 08 | EN 09 | EN 10
|  | PR-CARAGUA-TATUBA | PR-GNLBGB | PR-ITABORAÍ | PR-GASPAJ | PR-REDUC | PR-RPBC | PR-TECAB | PR-GUARAREMA (INTERCONEXÃO) | PR-REPLAN (INTERCONEXÃO) | PR-TECAB (INTERCONEXÃO)
EX1 | NTS MG 1 | 447.1 | 251.935 | 301.357 | 550.255 | 133.933 | 519.083 | 432.233 | 412.92 | 550.255 | 432.233
EX2 | NTS MG 2 | 544.264 | 349.099 | 398.521 | 647.419 | 231.097 | 616.247 | 529.397 | 510.084 | 647.419 | 529.397
EX3 | NTS MG 3 | 661.4292 | 466.2642 | 515.6862 | 764.5842 | 348.2622 | 733.4122 | 646.5622 | 627.2492 | 764.5842 | 646.5622
EX4 | NTS MG 4 | 394.629 | 596.18 | 645.602 | 93.766 | 598.48 | 466.612 | 776.478 | 360.449 | 93.766 | 776.478
EX5 | NTS RJ 1 | 460.821 | 64.0913 | 75.0913 | 563.976 | 64.0913 | 530.1227 | 120.2693 | 423.9597 | 563.976 | 120.2693
EX6 | NTS RJ 2 | 352.801 | 46.098 | 95.52 | 456.316 | 45.9433 | 424.064 | 226.396 | 318.621 | 456.316 | 226.396
EX7 | NTS RJ 3 | 307.6236 | 92.7374 | 142.1594 | 448.949 | 89.9518 | 379.6066 | 273.0354 | 273.4436 | 448.949 | 273.0354
EX8 | NTS RJ 4 | 244.471 | 154.518 | 203.94 | 347.896 | 156.818 | 316.724 | 334.816 | 210.561 | 347.896 | 334.816
EX9 | NTS RJ 5 | 395.9185 | 36.5805 | 87.1525 | 499.0735 | 34.0805 | 463.8795 | 218.0285 | 357.719 | 499.0735 | 218.0285
EX10 | NTS SP 1 | 162.8428 | 343.1248 | 329.0532 | 222.2428 | 278.4492 | 234.8258 | 459.9292 | 128.6628 | 222.2428 | 459.9292
EX11 | NTS SP 2 | 77.568 | 319.4677 | 367.8097 | 221.0717 | 321.7677 | 151.7743 | 498.6857 | 45.6113 | 221.0717 | 498.6857
EX12 | NTS SP 3 | 176.6012 | 435.4332 | 483.808 | 337.0372 | 437.7332 | 46.044 | 614.684 | 70.3542 | 337.0372 | 614.684
EX13 | NTS SP 4 | 211.584 | 470.416 | 519.838 | 372.02 | 472.716 | 0.826 | 650.714 | 105.337 | 372.02 | 650.714
EX14 | PE-GUARAREMA (INTERCONEXÃO) | 106.247 | 365.079 | 414.501 | 266.683 | 367.379 | 106.163 | 545.377 | 0 | 266.683 | 545.377
EX15 | PE-REPLAN (INTERCONEXÃO) | 300.863 | 502.414 | 551.836 | 0 | 504.714 | 372.846 | 682.712 | 266.683 | 0 | 682.712
EX16 | PE-TECAB (INTERCONEXÃO) | 579.557 | 180.298 | 152.876 | 682.712 | 180.298 | 651.54 | 0 | 545.377 | 682.712 | 0
Step 3 | Calculate the proportion of forecasted booked entry (respectively exit) capacity at each point relative to the total forecasted booked entry (respectively exit) capacity;
Variable | Description
PENi | Proportion factor of entry point i
PEX j | Proportion factor of exit zone j
Formula:
[PENi] | Value |  | [PEXj] | Value |  | [PENi] | PEN1 | PEN2 | PEN3 | PEN4 | PEN5 | PEN6 | PEN7 | PEN8 | PEN9 | PEN10
PEN1 | 0.16844 |  | PEX1 | 0.012502 |  | Value | 0.16844 | 0.35735 | 0.24236 | 0.0054496 | 0 | 0 | 0.11196 | 0.10721 | 0.0036629 | 0.0035735 | 1
PEN2 | 0.35735 |  | PEX2 | 0.021686
PEN3 | 0.24236 |  | PEX3 | 0.056329
PEN4 | 0.0054496 |  | PEX4 | 0.006024
PEN5 | 0 |  | PEX5 | 0.26908
PEN6 | 0 |  | PEX6 | 0.16597
PEN7 | 0.11196 |  | PEX7 | 0.042918
PEN8 | 0.10721 |  | PEX8 | 0.0055895
PEN9 | 0.0036629 |  | PEX9 | 0.041793
PEN10 | 0.0035735 |  | PEX10 | 0.020738
| 1 |  | PEX11 | 0.059311
|  |  | PEX12 | 0.11029
|  |  | PEX13 | 0.049041
|  |  | PEX14 | 0
|  |  | PEX15 | 0.13478
|  |  | PEX16 | 0.0039501
1
Step 4 | For each entry point (respectively exit point) , calculate capacity-weighted average distance to all exit points (respectively entry points); average distance is weighted by forecasted booked capacity
Variable | Description
ADENi | Capacity weighted average distance from entry i
ADEXj | Capacity weighted average distance from entry j
Formula:
[ADENi] | Value |  | [ADEXi] | Value
ADEN1 | 351.3663 |  | ADEX1 | 337.5933
ADEN2 | 237.4292 |  | ADEX2 | 434.7573
ADEN3 | 274.7606 |  | ADEX3 | 551.9225
ADEN4 | 409.9461 |  | ADEX4 | 565.189
ADEN5 | 225.9965 |  | ADEX5 | 183.2075
ADEN6 | 386.2699 |  | ADEX6 | 163.5209
ADEN7 | 381.4558 |  | ADEX7 | 184.3593
ADEN8 | 304.9478 |  | ADEX8 | 210.2479
ADEN9 | 409.9461 |  | ADEX9 | 168.9689
ADEN10 | 381.4558 |  | ADEX10 | 298.7495
|  |  | ADEX11 | 280.8883
|  |  | ADEX12 | 384.2339
|  |  | ADEX13 | 419.5914
|  |  | ADEX14 | 314.2544
|  |  | ADEX15 | 471.423
|  |  | ADEX16 | 263.7894
Step 5 | Determine the weight of each entry point (respectively exit point) as the ratio between the product of its forecasted booked capacity with its average distance and the sums of such products for all entry points (respectively exit point)
Variable | Description
WENi | Is the weight of entry point i
WEXj | Is the weight of exit point j
Formula:
[WENi] | Value |  | [WEXi] | Value
WEN1 | 0.2033 |  | WEX1 | 0.014498
WEN2 | 0.29145 |  | WEX2 | 0.032386
WEN3 | 0.22874 |  | WEX3 | 0.10679
WEN4 | 0.0076741 |  | WEX4 | 0.011695
WEN5 | 0 |  | WEX5 | 0.16934
WEN6 | 0 |  | WEX6 | 0.093223
WEN7 | 0.1467 |  | WEX7 | 0.027179
WEN8 | 0.1123 |  | WEX8 | 0.0040368
WEN9 | 0.005158 |  | WEX9 | 0.024257
WEN10 | 0.0046824 |  | WEX10 | 0.021282
| 1 |  | WEX11 | 0.057227
|  |  | WEX12 | 0.14556
|  |  | WEX13 | 0.070683
|  |  | WEX14 | 0
|  |  | WEX15 | 0.21825
|  |  | WEX16 | 0.0035793
1
Step 6 | Allocate entry cost (respectively exit costs) by multiplying the total revenue to be collected from entry points by the weight of each entry point (respectively exit point)
Variable | Description
RENi | Is the revenue to be collected from entry point i
REXj | Is the revenue to be collected from exit point j
Formula:
[WENi] | Value |  | [WEXi] | Value
REN1 | 7.4579 |  | REX1 | 0.22794
REN2 | 10.6917 |  | REX2 | 0.50918
REN3 | 8.3912 |  | REX3 | 1.679
REN4 | 0.28152 |  | REX4 | 0.18387
REN5 | 0 |  | REX5 | 2.6624
REN6 | 0 |  | REX6 | 1.4656
REN7 | 5.3817 |  | REX7 | 0.42731
REN8 | 4.1196 |  | REX8 | 0.063466
REN9 | 0.18922 |  | REX9 | 0.38137
REN10 | 0.17177 |  | REX10 | 0.33459
| 36.6845 |  | REX11 | 0.89972
|  |  | REX12 | 2.2886
|  |  | REX13 | 1.1113
|  |  | REX14 | 0
|  |  | REX15 | 3.4314
|  |  | REX16 | 0.056274
15.7219
Step 7 | Determine tariffs by dividing revenue to be collected from a point by its forecasted booked capacity
Variable | Description
TENi | Is the tariff at entry point i
TEXj | Is the tariff at exit point j
Formula:
[TENi] | Ponto de Entrada | [TENi CWD] |  |  |  |  | PEN1: [TEXj]; PEN2: Zona de Saída; PEN3: [TEXj CWD]
TEN1 | PR-CARAGUATATUBA | 0.058105 |  |  |  |  | PEN1: TEX1; PEN2: NTS MG 1; PEN3: 0.026448
TEN2 | PR-GNLBGB | 0.039263 |  |  |  |  | PEN1: TEX2; PEN2: NTS MG 2; PEN3: 0.03406
TEN3 | PR-ITABORAÍ | 0.045437 |  |  |  |  | PEN1: TEX3; PEN2: NTS MG 3; PEN3: 0.043239
TEN4 | PR-GASPAJ (INTERCONEXÃO) | 0.067792 |  |  |  |  | PEN1: TEX4; PEN2: NTS MG 4; PEN3: 0.044278
TEN5 | PR-REDUC | [5 empty] | PEN1: TEX5; PEN2: NTS RJ 1; PEN3: 0.014353
TEN6 | PR-RPBC | [5 empty] | PEN1: TEX6; PEN2: NTS RJ 2; PEN3: 0.012811
TEN7 | PR-TECAB | 0.063081 |  |  |  |  | PEN1: TEX7; PEN2: NTS RJ 3; PEN3: 0.014443
TEN8 | PR-GUARAREMA (INTERCONEXÃO) | 0.050429 |  |  |  |  | PEN1: TEX8; PEN2: NTS RJ 4; PEN3: 0.016471
TEN9 | PR-REPLAN (INTERCONEXÃO) | 0.067792 |  |  |  |  | PEN1: TEX9; PEN2: NTS RJ 5; PEN3: 0.013237
TEN10 | PR-TECAB (INTERCONEXÃO) | 0.063081 |  |  |  |  | PEN1: TEX10; PEN2: NTS SP 1; PEN3: 0.023405
[7 empty] | TEX11 | NTS SP 2 | 0.022005
[7 empty] | TEX12 | NTS SP 3 | 0.030102
[7 empty] | TEX13 | NTS SP 4 | 0.032872
[7 empty] | TEX14 | PE-GUARAREMA (INTERCONEXÃO)
[7 empty] | TEX15 | PE-REPLAN (INTERCONEXÃO) | 0.036932
[7 empty] | TEX16 | PE-TECAB (INTERCONEXÃO) | 0.020666
[TENi] | Ponto de Entrada | [TENi CWD] | [TEN postal] | [TEN] |  |  | PEN1: [TEXj]; PEN2: Zona de Saída; PEN3: [TEXj CWD]; PEN4: [TEX postal]; PEN5: [TEX]
TEN1 | PR-CARAGUATATUBA | 0.011621 | 0.038514 | 0.050135 |  |  | PEN1: TEX1; PEN2: NTS MG 1; PEN3: 0.0052895; PEN4: 0.018245; PEN5: 0.023535
TEN2 | PR-GNLBGB | 0.0078527 | 0.038514 | 0.046366 |  |  | PEN1: TEX2; PEN2: NTS MG 2; PEN3: 0.0068119; PEN4: 0.018245; PEN5: 0.025057
TEN3 | PR-ITABORAÍ | 0.0090874 | 0.038514 | 0.047601 |  |  | PEN1: TEX3; PEN2: NTS MG 3; PEN3: 0.0086477; PEN4: 0.018245; PEN5: 0.026893
TEN4 | PR-GASPAJ (INTERCONEXÃO) | 0.013558 | 0.038514 | 0.052072 |  |  | PEN1: TEX4; PEN2: NTS MG 4; PEN3: 0.0088556; PEN4: 0.018245; PEN5: 0.027101
TEN5 | PR-REDUC | [5 empty] | PEN1: TEX5; PEN2: NTS RJ 1; PEN3: 0.0028706; PEN4: 0.018245; PEN5: 0.021116
TEN6 | PR-RPBC | [5 empty] | PEN1: TEX6; PEN2: NTS RJ 2; PEN3: 0.0025621; PEN4: 0.018245; PEN5: 0.020807
TEN7 | PR-TECAB | 0.012616 | 0.038514 | 0.05113 |  |  | PEN1: TEX7; PEN2: NTS RJ 3; PEN3: 0.0028886; PEN4: 0.018245; PEN5: 0.021134
TEN8 | PR-GUARAREMA (INTERCONEXÃO) | 0.010086 | 0.038514 | 0.048599 |  |  | PEN1: TEX8; PEN2: NTS RJ 4; PEN3: 0.0032942; PEN4: 0.018245; PEN5: 0.02154
TEN9 | PR-REPLAN (INTERCONEXÃO) | 0.013558 | 0.038514 | 0.052072 |  |  | PEN1: TEX9; PEN2: NTS RJ 5; PEN3: 0.0026475; PEN4: 0.018245; PEN5: 0.020893
TEN10 | PR-TECAB (INTERCONEXÃO) | 0.012616 | 0.038514 | 0.05113 |  |  | PEN1: TEX10; PEN2: NTS SP 1; PEN3: 0.0046809; PEN4: 0.018245; PEN5: 0.022926
[7 empty] | TEX11 | NTS SP 2 | 0.0044011 | 0.018245 | 0.022646
[7 empty] | TEX12 | NTS SP 3 | 0.0060203 | 0.018245 | 0.024266
[7 empty] | TEX13 | NTS SP 4 | 0.0065743 | 0.018245 | 0.02482
[7 empty] | TEX14 | PE-GUARAREMA (INTERCONEXÃO)
[7 empty] | TEX15 | PE-REPLAN (INTERCONEXÃO) | 0.0073864 | 0.018245 | 0.025632
[7 empty] | TEX16 | PE-TECAB (INTERCONEXÃO) | 0.0041331 | 0.018245 | 0.022379
Desconto na(s) Interconexão(ões) |  | 90%
Cálculo da receita arrecada nas interconexões, já considerando o desconto: | [6 empty] | PEN4: 0
| Interconexão | QDC (mil m³@9.400) | Tarifas sem Desconto (R$/MMBTu) | Tarifas com Desconto (R$/MMBTu) | Receita (R$)
| REPLAN - Entrada | 205 | 0.052072 | 0.0052072 | 14534.0183
| PE Guararema | 6000 | 0.048599 | 0.0048599 | 397016.8525
| Cabiunas - Entrada | 200 | 0.05113 | 0.005113 | 13922.941
| PR-GASPAJ | 305 | 0.052072 | 0.0052072 | 21623.7833
| REPLAN - Saida | 6824 | 0.025632 | 0.0025632 | 238146.9095
| Cabiunas - Saída | 200 | 0.022379 | 0.0022379 | 6093.8005
691338.3051
𝑃_(〖𝐸𝑁〗_𝑖= (𝐵𝐶_(〖𝐸𝑁〗_𝑖 ))/(∑▒〖𝐵𝐶〗_𝐸𝑁 ) )
𝑃_(〖𝐸𝑋〗_𝑗= 〖𝐵𝐶〗_(〖𝐸𝑋〗_𝑗 )/(∑▒〖𝐵𝐶〗_𝐸𝑋 ) )
〖𝐴𝐷〗_(〖𝐸𝑁〗_𝑖 )= ∑▒〖𝑃_(〖𝐸𝑋〗_𝑗 ) ∙ 𝐷_(〖𝐸𝑁〗_𝑖 〖𝐸𝑋〗_𝑗 ) 〗
〖𝐴𝐷〗_(〖𝐸𝑋〗_𝑗 )= ∑▒〖𝑃_(〖𝐸𝑁〗_𝑖 ) ∙ 𝐷_(〖𝐸𝑋〗_𝑗 〖𝐸𝑁〗_𝑖 ) 〗
𝑊_(〖𝐸𝑁〗_𝑖 )= (𝐵𝐶_(〖𝐸𝑁〗_𝑖 )∙ 〖𝐴𝐷〗_(〖𝐸𝑁〗_𝑖 ))/(∑▒〖〖𝐵𝐶〗_(〖𝐸𝑁〗_𝑖 )∙ 〖𝐴𝐷〗_(〖𝐸𝑁〗_𝑖 ) 〗)
𝑊_(〖𝐸𝑋〗_𝑗 )= (〖𝐵𝐶〗_(〖𝐸𝑋〗_𝑖 )∙ 〖𝐴𝐷〗_(〖𝐸𝑋〗_𝑖 ))/(∑▒〖〖𝐵𝐶〗_(〖𝐸𝑋〗_𝑖 )∙ 〖𝐴𝐷〗_(〖𝐸𝑋〗_𝑖 ) 〗)
𝑅_(〖𝐸𝑁〗_𝑖 )= 𝑊_(〖𝐸𝑁〗_𝑖 ) ∙ 𝑅_𝐸𝑁
𝑅_(〖𝐸𝑋〗_𝑗 )= 𝑊_(〖𝐸𝑋〗_𝑗 ) ∙ 𝑅_𝐸𝑋
𝑇_(〖𝐸𝑁〗_𝑖 )= 𝑅_(〖𝐸𝑁〗_𝑖 )/(𝐵𝐶_(〖𝐸𝑁〗_𝑖 ) )
𝑇_(〖𝐸𝑋〗_𝑖 )= 𝑅_(〖𝐸𝑋〗_𝑗 )/〖𝐵𝐶〗_(〖𝐸𝑋〗_𝑗 )

## CWD 2025 GASIG (com desc.)
| Cálculo da Tarifa de Entrada-Saída (Postal) |  |  |  |  | Ano
2025
| Receita Total | Rtotal | 52.4065 | Milhões de Reais
| Receita para cálculo do desconto na interconexão |  | 51.7151 | Milhões de Reais | Subtraida a receita a ser arrecadada nas interconexões já considerando o desconto para redistribuição dessa "Receita descontada" entre os outros pontos da Rede NTS
70% | Receita Alocada para Entrada | Ren | 36.2374 | Milhões de Reais/ano | Receita na entrada já descontada da receita calculada para as interconexões de entrada na aba "CWD NTS (sem desconto)"
| Total da Reserva de Capacidade de Entrada Anual | BC∑En | 17978805 | Mil de m3 | 670648602.3161 | MMBTU
| Tarifa de Entrada Postal | Ten | 0.0020156 | R$/m3 | 0.054033 | R$/MMBtu
30% | Receita Alocada para Saída | Rex | 15.4777 | Milhões de Reais/ano | Receita na saída já descontada da receita calculada para as interconexões de saída na aba "CWD NTS (sem desconto)"
| Total da Reserva de Capacidade de Saída Anual | BC∑Ex | 15916555 | Mil de m3 | 593722183.6733 | MMBTU
| Tarifa de Saída Postal | Tex | 0.00097243 | R$/m3 | 0.026069 | R$/MMBtu
| Proporção Postal: | 80%
Step 1 | Define technical capacity at each entry and exit point; define forecasted booked capacity at each entry and exit point; [define (ex ante) the share of revenue to be collected from entry points and the share of revenue to be collected from exit points].
Variable | Description
CENi | Capacity at entry entry point i
CEXj | Capacity at exit entry point j
BCENi | Forecasted Booked Capacity at entry point i | [5 empty] | 37.3022
BCEXj | Forecasted Booked Capacity at exit point j | [5 empty] | 0.037302
|  | 2025 |  |  |  | 2025
|  | [Base diária] |  |  |  | [Base anual]
Code | Entrada | CENi [mil m³@9.400] | BCENi [mil m³@9.400] |  |  | CENi [MMBTU] | BCENi [MMBTU]
EN 01 | PR-CARAGUATATUBA | 20000 | 9427 |  |  | 272305906.7 | 128351389.123
EN 02 | PR-GNLBGB | 20000 | 20000 |  |  | 272305906.7 | 272305906.7
EN 03 | PR-ITABORAÍ | 18200 | 13564 |  |  | 247798375.097 | 184677865.9239
EN 04 | PR-GASPAJ (INTERCONEXÃO) |  |  | Remoção da capacidade nas interconexões |  | 0 | 0
EN 05 | PR-REDUC | 5000 | 0 |  |  | 68076476.675 | 0
EN 06 | PR-RPBC | 2200 | 0 |  |  | 29953649.737 | 0
EN 07 | PR-TECAB | 25160 | 6266 |  |  | 342560830.6286 | 85313440.5691
EN 08 | PR-GUARAREMA (INTERCONEXÃO) |  |  | Remoção da capacidade nas interconexões |  | 0 | 0
EN 09 | PR-REPLAN (INTERCONEXÃO) |  |  | Remoção da capacidade nas interconexões |  | 0 | 0
EN 10 | PR-TECAB (INTERCONEXÃO) |  |  | Remoção da capacidade nas interconexões |  | 0 | 0
|  | 90560 | 49257 |  |  | 1233001145.5376 | 670648602.3161
|  | 2025 |  |  |  | 2025
|  | [Base diária] |  |  |  | [Base anual]
Code | Zonas Saídas | CEXi [mil m³@9.400] | BCEXi [ml m³@9.400] |  |  | CEXi [MMBTU] | BCEXi [MMBTU]
EX1 | NTS MG 1 | 864.5 | 633 |  |  | 11770422.8171 | 8618481.9471
EX2 | NTS MG 2 | 1825.9 | 1098 |  |  | 24860167.7522 | 14949594.2778
EX3 | NTS MG 3 | 3040.95 | 2852 |  |  | 41403432.349 | 38830822.2954
EX4 | NTS MG 4 | 1187.5 | 305 |  |  | 16168163.2103 | 4152665.0772
EX5 | NTS RJ 1 | 21185 | 13624 |  |  | 288440031.672 | 185494783.644
EX6 | NTS RJ 2 | 11271.75 | 8403 |  |  | 153468205.1923 | 114409326.7
EX7 | NTS RJ 3 | 3249 | 2173 |  |  | 44236094.5434 | 29586036.763
EX8 | NTS RJ 4 | 498.75 | 283 |  |  | 6790628.5483 | 3853128.5798
EX9 | NTS RJ 5 | 3321.2 | 2116 |  |  | 45219118.8666 | 28809964.9289
EX10 | NTS SP 1 | 14292.75 | 1050 |  |  | 194600012.3993 | 14296060.1017
EX11 | NTS SP 2 | 3971 | 3003 |  |  | 54066337.7753 | 40886731.891
EX12 | NTS SP 3 | 9941.75 | 5584 |  |  | 135359862.3967 | 76027809.1506
EX13 | NTS SP 4 | 3809.5 | 2483 |  |  | 51867467.5787 | 33806778.3168
EX14 | PE-GUARAREMA (INTERCONEXÃO) |  |  | Remoção da capacidade nas interconexões |  | 0 | 0
EX15 | PE-REPLAN (INTERCONEXÃO) |  |  | Remoção da capacidade nas interconexões |  | 0 | 0
EX16 | PE-TECAB (INTERCONEXÃO) |  |  | Remoção da capacidade nas interconexões |  | 0 | 0
|  | 78459.55 | 43607 |  |  | 1068249945.1012 | 593722183.6733
Step 2 | Calculate distance between each entry point and each exit point in the system
Variable | Description
[DENiEXj] | Matrix of the distances from entrry i to exit j
|  | EN 01 | EN 02 | EN 03 | EN 04 | EN 05 | EN 06 | EN 07 | EN 08 | EN 09 | EN 10
|  | PR-CARAGUA-TATUBA | PR-GNLBGB | PR-ITABORAÍ | PR-GASPAJ | PR-REDUC | PR-RPBC | PR-TECAB | PR-GUARAREMA (INTERCONEXÃO) | PR-REPLAN (INTERCONEXÃO) | PR-TECAB (INTERCONEXÃO)
EX1 | NTS MG 1 | 447.1 | 251.935 | 301.357 | 550.255 | 133.933 | 519.083 | 432.233 | 412.92 | 550.255 | 432.233
EX2 | NTS MG 2 | 544.264 | 349.099 | 398.521 | 647.419 | 231.097 | 616.247 | 529.397 | 510.084 | 647.419 | 529.397
EX3 | NTS MG 3 | 661.4292 | 466.2642 | 515.6862 | 764.5842 | 348.2622 | 733.4122 | 646.5622 | 627.2492 | 764.5842 | 646.5622
EX4 | NTS MG 4 | 394.629 | 596.18 | 645.602 | 93.766 | 598.48 | 466.612 | 776.478 | 360.449 | 93.766 | 776.478
EX5 | NTS RJ 1 | 460.821 | 64.0913 | 75.0913 | 563.976 | 64.0913 | 530.1227 | 120.2693 | 423.9597 | 563.976 | 120.2693
EX6 | NTS RJ 2 | 352.801 | 46.098 | 95.52 | 456.316 | 45.9433 | 424.064 | 226.396 | 318.621 | 456.316 | 226.396
EX7 | NTS RJ 3 | 307.6236 | 92.7374 | 142.1594 | 448.949 | 89.9518 | 379.6066 | 273.0354 | 273.4436 | 448.949 | 273.0354
EX8 | NTS RJ 4 | 244.471 | 154.518 | 203.94 | 347.896 | 156.818 | 316.724 | 334.816 | 210.561 | 347.896 | 334.816
EX9 | NTS RJ 5 | 395.9185 | 36.5805 | 87.1525 | 499.0735 | 34.0805 | 463.8795 | 218.0285 | 357.719 | 499.0735 | 218.0285
EX10 | NTS SP 1 | 162.8428 | 343.1248 | 329.0532 | 222.2428 | 278.4492 | 234.8258 | 459.9292 | 128.6628 | 222.2428 | 459.9292
EX11 | NTS SP 2 | 77.568 | 319.4677 | 367.8097 | 221.0717 | 321.7677 | 151.7743 | 498.6857 | 45.6113 | 221.0717 | 498.6857
EX12 | NTS SP 3 | 176.6012 | 435.4332 | 483.808 | 337.0372 | 437.7332 | 46.044 | 614.684 | 70.3542 | 337.0372 | 614.684
EX13 | NTS SP 4 | 211.584 | 470.416 | 519.838 | 372.02 | 472.716 | 0.826 | 650.714 | 105.337 | 372.02 | 650.714
EX14 | PE-GUARAREMA (INTERCONEXÃO) | 106.247 | 365.079 | 414.501 | 266.683 | 367.379 | 106.163 | 545.377 | 0 | 266.683 | 545.377
EX15 | PE-REPLAN (INTERCONEXÃO) | 300.863 | 502.414 | 551.836 | 0 | 504.714 | 372.846 | 682.712 | 266.683 | 0 | 682.712
EX16 | PE-TECAB (INTERCONEXÃO) | 579.557 | 180.298 | 152.876 | 682.712 | 180.298 | 651.54 | 0 | 545.377 | 682.712 | 0
Step 3 | Calculate the proportion of forecasted booked entry (respectively exit) capacity at each point relative to the total forecasted booked entry (respectively exit) capacity;
Variable | Description
PENi | Proportion factor of entry point i
PEX j | Proportion factor of exit zone j
Formula:
[PENi] | Value |  | [PEXj] | Value |  | [PENi] | PEN1 | PEN2 | PEN3 | PEN4 | PEN5 | PEN6 | PEN7 | PEN8 | PEN9 | PEN10
PEN1 | 0.19138 |  | PEX1 | 0.014516 |  | Value | 0.19138 | 0.40603 | 0.27537 | 0 | 0 | 0 | 0.12721 | 0 | 0 | 0 | 1
PEN2 | 0.40603 |  | PEX2 | 0.025179
PEN3 | 0.27537 |  | PEX3 | 0.065402
PEN4 | 0 |  | PEX4 | 0.0069943
PEN5 | 0 |  | PEX5 | 0.31243
PEN6 | 0 |  | PEX6 | 0.1927
PEN7 | 0.12721 |  | PEX7 | 0.049831
PEN8 | 0 |  | PEX8 | 0.0064898
PEN9 | 0 |  | PEX9 | 0.048524
PEN10 | 0 |  | PEX10 | 0.024079
| 1 |  | PEX11 | 0.068865
|  |  | PEX12 | 0.12805
|  |  | PEX13 | 0.05694
|  |  | PEX14 | 0
|  |  | PEX15 | 0
|  |  | PEX16 | 0
1
Step 4 | For each entry point (respectively exit point), calculate capacity-weighted average distance to all exit points (respectively entry points); average distance is weighted by forecasted booked capacity
Variable | Description
ADENi | Capacity weighted average distance from entry i
ADEXj | Capacity weighted average distance from entry j
Formula:
[ADENi] | Value |  | [ADEXi] | Value
ADEN1 | 358.2229 |  | ADEX1 | 325.8317
ADEN2 | 196.2241 |  | ADEX2 | 422.9957
ADEN3 | 231.9605 |  | ADEX3 | 540.1609
ADEN4 | 472.847 |  | ADEX4 | 594.1516
ADEN5 | 182.59 |  | ADEX5 | 150.1945
ADEN6 | 387.1539 |  | ADEX6 | 141.3412
ADEN7 | 336.0621 |  | ADEX7 | 170.4084
ADEN8 | 309.8331 |  | ADEX8 | 208.2788
ADEN9 | 472.847 |  | ADEX9 | 142.3602
ADEN10 | 336.0621 |  | ADEX10 | 319.6055
|  |  | ADEX11 | 309.2824
|  |  | ADEX12 | 422.0205
|  |  | ADEX13 | 457.4249
|  |  | ADEX14 | 352.0879
|  |  | ADEX15 | 500.3856
|  |  | ADEX16 | 226.2227
Step 5 | Determine the weight of each entry point (respectively exit point) as the ratio between the product of its forecasted booked capacity with its average distance and the sums of such products for all entry points (respectively exit point)
Variable | Description
WENi | Is the weight of entry point i
WEXj | Is the weight of exit point j
Formula:
[WENi] | Value |  | [WEXi] | Value
WEN1 | 0.26901 |  | WEX1 | 0.018559
WEN2 | 0.31262 |  | WEX2 | 0.041791
WEN3 | 0.25063 |  | WEX3 | 0.13862
WEN4 | 0 |  | WEX4 | 0.016306
WEN5 | 0 |  | WEX5 | 0.18412
WEN6 | 0 |  | WEX6 | 0.10687
WEN7 | 0.16774 |  | WEX7 | 0.033319
WEN8 | 0 |  | WEX8 | 0.0053037
WEN9 | 0 |  | WEX9 | 0.027105
WEN10 | 0 |  | WEX10 | 0.030196
| 1 |  | WEX11 | 0.083571
|  |  | WEX12 | 0.21204
|  |  | WEX13 | 0.1022
|  |  | WEX14 | 0
|  |  | WEX15 | 0
|  |  | WEX16 | 0
1
Step 6 | Allocate entry cost (respectively exit costs) by multiplying the total revenue to be collected from entry points by the weight of each entry point (respectively exit point)
Variable | Description
RENi | Is the revenue to be collected from entry point i
REXj | Is the revenue to be collected from exit point j
Formula:
[WENi] | Value |  | [WEXi] | Value
REN1 | 9.7481 |  | REX1 | 0.28724
REN2 | 11.3285 |  | REX2 | 0.64683
REN3 | 9.0823 |  | REX3 | 2.1455
REN4 | 0 |  | REX4 | 0.25238
REN5 | 0 |  | REX5 | 2.8498
REN6 | 0 |  | REX6 | 1.6541
REN7 | 6.0786 |  | REX7 | 0.51571
REN8 | 0 |  | REX8 | 0.082089
REN9 | 0 |  | REX9 | 0.41952
REN10 | 0 |  | REX10 | 0.46736
| 36.2374 |  | REX11 | 1.2935
|  |  | REX12 | 3.2819
|  |  | REX13 | 1.5818
|  |  | REX14 | 0
|  |  | REX15 | 0
|  |  | REX16 | 0
15.4777
Step 7 | Determine tariffs by dividing revenue to be collected from a point by its forecasted booked capacity
Variable | Description
TENi | Is the tariff at entry point i
TEXj | Is the tariff at exit point j
Formula:
[TENi] | Ponto de Entrada | [TENi CWD] |  |  |  |  | PEN1: [TEXj]; PEN2: Zona de Saída; PEN3: [TEXj CWD]
TEN1 | PR-CARAGUATATUBA | 0.075948 |  |  |  |  | PEN1: TEX1; PEN2: NTS MG 1; PEN3: 0.033329
TEN2 | PR-GNLBGB | 0.041602 |  |  |  |  | PEN1: TEX2; PEN2: NTS MG 2; PEN3: 0.043267
TEN3 | PR-ITABORAÍ | 0.049179 |  |  |  |  | PEN1: TEX3; PEN2: NTS MG 3; PEN3: 0.055252
TEN4 | PR-GASPAJ (INTERCONEXÃO) | [5 empty] | PEN1: TEX4; PEN2: NTS MG 4; PEN3: 0.060775
TEN5 | PR-REDUC | [5 empty] | PEN1: TEX5; PEN2: NTS RJ 1; PEN3: 0.015363
TEN6 | PR-RPBC | [5 empty] | PEN1: TEX6; PEN2: NTS RJ 2; PEN3: 0.014458
TEN7 | PR-TECAB | 0.07125 |  |  |  |  | PEN1: TEX7; PEN2: NTS RJ 3; PEN3: 0.017431
TEN8 | PR-GUARAREMA (INTERCONEXÃO) | [5 empty] | PEN1: TEX8; PEN2: NTS RJ 4; PEN3: 0.021304
TEN9 | PR-REPLAN (INTERCONEXÃO) | [5 empty] | PEN1: TEX9; PEN2: NTS RJ 5; PEN3: 0.014562
TEN10 | PR-TECAB (INTERCONEXÃO) | [5 empty] | PEN1: TEX10; PEN2: NTS SP 1; PEN3: 0.032692
[7 empty] | TEX11 | NTS SP 2 | 0.031636
[7 empty] | TEX12 | NTS SP 3 | 0.043168
[7 empty] | TEX13 | NTS SP 4 | 0.046789
[7 empty] | TEX14 | PE-GUARAREMA (INTERCONEXÃO)
[7 empty] | TEX15 | PE-REPLAN (INTERCONEXÃO)
[7 empty] | TEX16 | PE-TECAB (INTERCONEXÃO)
[TENi] | Ponto de Entrada | [TENi CWD] | [TEN postal] | [TEN] | Check |  | [TEXj] | Zona de Saída | [TEXj CWD] | [TEX postal] | [TEX] | Check
TEN1 | PR-CARAGUATATUBA | 0.01519 | 0.043227 | 0.058416 | 7497824.9796 |  | TEX1 | NTS MG 1 | 0.0066657 | 0.020855 | 0.027521 | 237188.2819
TEN2 | PR-GNLBGB | 0.0083205 | 0.043227 | 0.051547 | 14036603.0485 |  | TEX2 | NTS MG 2 | 0.0086535 | 0.020855 | 0.029509 | 441142.1089
TEN3 | PR-ITABORAÍ | 0.0098358 | 0.043227 | 0.053063 | 9799471.1019 |  | TEX3 | NTS MG 3 | 0.01105 | 0.020855 | 0.031906 | 1238919.0132
TEN4 | PR-GASPAJ (INTERCONEXÃO) |  | 0.043227 | 0.0052072 | 0 |  | TEX4 | NTS MG 4 | 0.012155 | 0.020855 | 0.03301 | 137079.8037
TEN5 | PR-REDUC | [5 empty] | TEX5 | NTS RJ 1 | 0.0030726 | 0.020855 | 0.023928 | 4438476.3066
TEN6 | PR-RPBC | [5 empty] | TEX6 | NTS RJ 2 | 0.0028915 | 0.020855 | 0.023747 | 2716838.3808
TEN7 | PR-TECAB | 0.01425 | 0.043227 | 0.057477 | 4903536.0468 |  | TEX7 | NTS RJ 3 | 0.0034862 | 0.020855 | 0.024341 | 720162.4811
TEN8 | PR-GUARAREMA (INTERCONEXÃO) |  |  | 0.0048599 |  |  | TEX8 | NTS RJ 4 | 0.0042609 | 0.020855 | 0.025116 | 96775.3109
TEN9 | PR-REPLAN (INTERCONEXÃO) |  |  | 0.0052072 | 36237435.1768 |  | TEX9 | NTS RJ 5 | 0.0029124 | 0.020855 | 0.023767 | 684740.7509
TEN10 | PR-TECAB (INTERCONEXÃO) |  |  | 0.005113 |  |  | TEX10 | NTS SP 1 | 0.0065384 | 0.020855 | 0.027394 | 391619.3609
[7 empty] | TEX11 | NTS SP 2 | 0.0063272 | 0.020855 | 0.027182 | 1111396.6101
[7 empty] | TEX12 | NTS SP 3 | 0.0086335 | 0.020855 | 0.029489 | 2241960.1405
[7 empty] | TEX13 | NTS SP 4 | 0.0093578 | 0.020855 | 0.030213 | 1021403.3572
[7 empty] | TEX14 | PE-GUARAREMA (INTERCONEXÃO) |  |  | 0
[7 empty] | TEX15 | PE-REPLAN (INTERCONEXÃO) |  |  | 0.0025632 | 15477701.9065
[7 empty] | TEX16 | PE-TECAB (INTERCONEXÃO) |  |  | 0.0022379
Desconto na(s) Interconexão(ões) |  | 90%
Cálculo da receita arrecada nas interconexões, já considerando o desconto:
| Interconexão | QDC (mil m³@9.400) | Tarifas sem Desconto (R$/MMBTu) | Tarifas com Desconto (R$/MMBTu) | Receita (R$)
| REPLAN - Entrada | 205 | 0.052072 | 0.0052072 | 14534.0183
| PE Guararema | 6000 | 0.048599 | 0.0048599 | 397016.8525
| Cabiunas - Entrada | 200 | 0.05113 | 0.005113 | 13922.941
| PR-GASPAJ | 305 | 0.052072 | 0.0052072 | 21623.7833
| REPLAN - Saida | 6824 | 0.025632 | 0.0025632 | 238146.9095
| Cabiunas - Saída | 200 | 0.022379 | 0.0022379 | 6093.8005
691338.3051
|  |  |  | Receita Total | 52406475.3885
|  |  |  | Check | 0
𝑃_(〖𝐸𝑁〗_𝑖= (𝐵𝐶_(〖𝐸𝑁〗_𝑖 ))/(∑▒〖𝐵𝐶〗_𝐸𝑁 ) )
𝑃_(〖𝐸𝑋〗_𝑗= (𝐵𝐶_(〖𝐸𝑋〗_𝑗 ))/(∑▒〖𝐵𝐶_𝐸𝑋 〗) )
〖𝐴𝐷〗_(〖𝐸𝑁〗_𝑖 )= ∑▒〖𝑃_(〖𝐸𝑋〗_𝑗 ) ∙ 𝐷_(〖𝐸𝑁〗_𝑖 〖𝐸𝑋〗_𝑗 ) 〗
〖𝐴𝐷〗_(〖𝐸𝑋〗_𝑗 )= ∑▒〖𝑃_(〖𝐸𝑁〗_𝑖 ) ∙ 𝐷_(〖𝐸𝑋〗_𝑗 〖𝐸𝑁〗_𝑖 ) 〗
𝑊_(〖𝐸𝑁〗_𝑖 )= (〖𝐵𝐶〗_(〖𝐸𝑁〗_𝑖 )∙ 〖𝐴𝐷〗_(〖𝐸𝑁〗_𝑖 ))/(∑▒〖〖𝐵𝐶〗_(〖𝐸𝑁〗_𝑖 )∙ 〖𝐴𝐷〗_(〖𝐸𝑁〗_𝑖 ) 〗)
𝑊_(〖𝐸𝑋〗_𝑗 )= (〖𝐵𝐶〗_(〖𝐸𝑋〗_𝑖 )∙ 〖𝐴𝐷〗_(〖𝐸𝑋〗_𝑖 ))/(∑▒〖〖𝐵𝐶〗_(〖𝐸𝑋〗_𝑖 )∙ 〖𝐴𝐷〗_(〖𝐸𝑋〗_𝑖 ) 〗)
𝑅_(〖𝐸𝑁〗_𝑖 )= 𝑊_(〖𝐸𝑁〗_𝑖 ) ∙ 𝑅_𝐸𝑁
𝑅_(〖𝐸𝑋〗_𝑗 )= 𝑊_(〖𝐸𝑋〗_𝑗 ) ∙ 𝑅_𝐸𝑋
𝑇_(〖𝐸𝑁〗_𝑖 )= 𝑅_(〖𝐸𝑁〗_𝑖 )/〖𝐵𝐶〗_(〖𝐸𝑁〗_𝑖 )
𝑇_(〖𝐸𝑋〗_𝑖 )= 𝑅_(〖𝐸𝑋〗_𝑗 )/〖𝐵𝐶〗_(〖𝐸𝑋〗_𝑗 )

## Tarifa Ponderada GASIG 2025
Code | Entrada | BC [MMBTU] | T | R |  |  |  |  | PR-CARAGUATATUBA | PR-GNLBGB | PR-ITABORAÍ | PR-GASPAJ (INTERCONEXÃO) | PR-REDUC | PR-RPBC | PR-TECAB | PR-GUARAREMA (INTERCONEXÃO) | PR-REPLAN (INTERCONEXÃO) | PR-TECAB (INTERCONEXÃO)
TEN1 | PR-CARAGUATATUBA | 128351389.123 | 0.058416 | 7497824.9796 |  |  |  | MG | 0.089285 | 0.082415 | 0.083931 | 0.036075 |  |  | 0.088345 | 0.035728 | 0.036075 | 0.035981
TEN2 | PR-GNLBGB | 272305906.7 | 0.051547 | 14036603.0485 |  |  |  | RJ | 0.082321 | 0.075451 | 0.076967 | 0.029111 |  |  | 0.081381 | 0.028764 | 0.029111 | 0.029017
TEN3 | PR-ITABORAÍ | 184677865.9239 | 0.053063 | 9799471.1019 |  |  |  | SP | 0.0873 | 0.080431 | 0.081947 | 0.034091 |  |  | 0.086361 | 0.033744 | 0.034091 | 0.033997
TEN4 | PR-GASPAJ (INTERCONEXÃO) | 4152665.0772 | 0.0052072 | 21623.7833 |  |  |  | PE-GUARAREMA (INTERCONEXÃO)
TEN5 | PR-REDUC | 0 | [5 empty] | PE-REPLAN (INTERCONEXÃO) | 0.06098 | 0.05411 | 0.055626 | 0.0077704 |  |  | 0.06004 | 0.0074231 | 0.0077704 | 0.0076762
TEN6 | PR-RPBC | 0 | [5 empty] | PE-TECAB (INTERCONEXÃO) | 0.060654 | 0.053785 | 0.0553 | 0.0074451 |  |  | 0.059715 | 0.0070978 | 0.0074451 | 0.0073508
TEN7 | PR-TECAB | 85313440.5691 | 0.057477 | 4903536.0468
TEN8 | PR-GUARAREMA (INTERCONEXÃO) | 81691772.01 | 0.0048599 | 397016.8525
TEN9 | PR-REPLAN (INTERCONEXÃO) | 2791135.5437 | 0.0052072 | 14534.0183
TEN10 | PR-TECAB (INTERCONEXÃO) | 2723059.067 | 0.005113 | 13922.941
36684532.772
Code | Zonas Saídas | BC [MMBTU] | BC total UF | T | R | R total UF | T UF
TEX1 | NTS MG 1 | 8618481.9471 |  | 0.027521 | 237188.2819
TEX2 | NTS MG 2 | 14949594.2778 |  | 0.029509 | 441142.1089
TEX3 | NTS MG 3 | 38830822.2954 |  | 0.031906 | 1238919.0132
TEX4 | NTS MG 4 | 4152665.0772 | 66551563.5975 | 0.03301 | 137079.8037 | 2054329.2077 | 0.030868
TEX5 | NTS RJ 1 | 185494783.644 |  | 0.023928 | 4438476.3066
TEX6 | NTS RJ 2 | 114409326.7 |  | 0.023747 | 2716838.3808
TEX7 | NTS RJ 3 | 29586036.763 |  | 0.024341 | 720162.4811
TEX8 | NTS RJ 4 | 3853128.5798 |  | 0.025116 | 96775.3109
TEX9 | NTS RJ 5 | 28809964.9289 | 362153240.6157 | 0.023767 | 684740.7509 | 8656993.2302 | 0.023904
TEX10 | NTS SP 1 | 14296060.1017 |  | 0.027394 | 391619.3609
TEX11 | NTS SP 2 | 40886731.891 |  | 0.027182 | 1111396.6101
TEX12 | NTS SP 3 | 76027809.1506 |  | 0.029489 | 2241960.1405
TEX13 | NTS SP 4 | 33806778.3168 | 165017379.4602 | 0.030213 | 1021403.3572 | 4766379.4686 | 0.028884
TEX14 | PE-GUARAREMA (INTERCONEXÃO) | 0 | 0 | 0 | 0 | 0
TEX15 | PE-REPLAN (INTERCONEXÃO) | 92910775.366 | 92910775.366 | 0.0025632 | 238146.9095 | 238146.9095 | 0.0025632
TEX16 | PE-TECAB (INTERCONEXÃO) | 2723059.067 | 2723059.067 | 0.0022379 | 6093.8005 | 6093.8005 | 0.0022379
Total |  | 689356018.1064 | 689356018.1064 |  | 15721942.6166 | 15721942.6166
Tponderada
| MG | 0.030868
| RJ | 0.023904
| SP | 0.028884
PE-GUARAREMA (INTERCONEXÃO)
| PE-REPLAN (INTERCONEXÃO) | 0.0025632
| PE-TECAB (INTERCONEXÃO) | 0.0022379

## CWD 2025 Legados (sem desc.)
| Cálculo da Tarifa de Entrada-Saída (Postal) |  |  |  |  | Ano
2025
| Receita Total | Rtotal | 7057.9009 | Milhões de Reais
70% | Receita Alocada para Entrada | Ren | 4940.5306 | Milhões de Reais/ano
| Total da Reserva de Capacidade de Entrada Anual | BC∑En | 25306180 | Mil de m3 | 943975656.1662 | MMBTU
| Tarifa de Entrada Postal | Ten | 0.19523 | R$/m3 | 5.2337 | R$/MMBtu
30% | Receita Alocada para Saída | Rex | 2117.3703 | Milhões de Reais/ano
| Total da Reserva de Capacidade de Saída Anual | BC∑Ex | 21312715 | Mil de m3 | 795010709.906 | MMBTU
| Tarifa de Saída Postal | Tex | 0.099348 | R$/m3 | 2.6633 | R$/MMBtu
| Proporção Postal: | 80%
Step 1 | Define technical capacity at each entry and exit point; define forecasted booked capacity at each entry and exit point; [define (ex ante) the share of revenue to be collected from entry points and the share of revenue to be collected from exit points].
Variable | Description
CENi | Capacity at entry entry point i
CEXj | Capacity at exit entry point j
BCENi | Forecasted Booked Capacity at entry point i | [5 empty] | 37.3022
BCEXj | Forecasted Booked Capacity at exit point j | [5 empty] | 0.037302
|  | 2025 |  |  |  | 2025
|  | [Base diária] |  |  |  | [Base anual]
Code | Entrada | CENi [mil m³@9.400] | BCENi [mil m³@9.400] |  |  | CENi [MMBTU] | BCENi [MMBTU]
EN 01 | PR-CARAGUATATUBA | 20000 | 14178 |  |  | 272305906.7 | 193037657.2596
EN 02 | PR-GNLBGB | 20000 | 20000 |  |  | 272305906.7 | 272305906.7
EN 03 | PR-ITABORAÍ | 18200 | 13564 |  |  | 247798375.097 | 184677865.9239
EN 04 | PR-GASPAJ (INTERCONEXÃO) | 1250 | 335 |  |  | 17019119.1687 | 4561123.9372
EN 05 | PR-REDUC | 5000 | 0 |  |  | 68076476.675 | 0
EN 06 | PR-RPBC | 2200 | 0 |  |  | 29953649.737 | 0
EN 07 | PR-TECAB | 25160 | 14855 |  |  | 342560830.6286 | 202255212.2014
EN 08 | PR-GUARAREMA (INTERCONEXÃO) | 0 | 6000 |  |  | 0 | 81691772.01
EN 09 | PR-REPLAN (INTERCONEXÃO) | 0 | 200 |  |  | 0 | 2723059.067
EN 10 | PR-TECAB (INTERCONEXÃO) | 0 | 200 |  |  | 0 | 2723059.067
|  | 91810 | 69332 |  |  | 1250020264.7063 | 943975656.1662
|  | 2025 |  |  |  | 2025
|  | [Base diária] |  |  |  | [Base anual]
Code | Zonas Saídas | CEXi [mil m³@9.400] | BCEXi [ml m³@9.400] |  |  | CEXi [MMBTU] | BCEXi [MMBTU]
EX1 | NTS MG 1 | 864.5 | 607 |  |  | 11770422.8171 | 8264484.2683
EX2 | NTS MG 2 | 1825.9 | 1678 |  |  | 24860167.7522 | 22846465.5721
EX3 | NTS MG 3 | 3040.95 | 2737 |  |  | 41403432.349 | 37265063.3319
EX4 | NTS MG 4 | 1187.5 | 335 |  |  | 16168163.2103 | 4561123.9372
EX5 | NTS RJ 1 | 21185 | 17793 |  |  | 288440031.672 | 242256949.8957
EX6 | NTS RJ 2 | 11271.75 | 8406 |  |  | 153468205.1923 | 114450172.586
EX7 | NTS RJ 3 | 3249 | 1714 |  |  | 44236094.5434 | 23336616.2042
EX8 | NTS RJ 4 | 498.75 | 323 |  |  | 6790628.5483 | 4397740.3932
EX9 | NTS RJ 5 | 3321.2 | 2128 |  |  | 45219118.8666 | 28973348.4729
EX10 | NTS SP 1 | 14292.75 | 1237 |  |  | 194600012.3993 | 16842120.3294
EX11 | NTS SP 2 | 3971 | 2972 |  |  | 54066337.7753 | 40464657.7356
EX12 | NTS SP 3 | 9941.75 | 7969 |  |  | 135359862.3967 | 108500288.5246
EX13 | NTS SP 4 | 3809.5 | 3281 |  |  | 51867467.5787 | 44671783.9941
EX14 | PE-GUARAREMA (INTERCONEXÃO) | 0 | 0 |  |  | 0 | 0
EX15 | PE-REPLAN (INTERCONEXÃO) | 0 | 7011 |  |  | 0 | 95456835.5937
EX16 | PE-TECAB (INTERCONEXÃO) | 0 | 200 |  |  | 0 | 2723059.067
|  | 78459.55 | 58391 |  |  | 1068249945.1012 | 795010709.906
Step 2 | Calculate distance between each entry point and each exit point in the system
Variable | Description
[DENiEXj] | Matrix of the distances from entrry i to exit j
|  | EN 01 | EN 02 | EN 03 | EN 04 | EN 05 | EN 06 | EN 07 | EN 08 | EN 09 | EN 10
|  | PR-CARAGUA-TATUBA | PR-GNLBGB | PR-ITABORAÍ | PR-GASPAJ | PR-REDUC | PR-RPBC | PR-TECAB | PR-GUARAREMA (INTERCONEXÃO) | PR-REPLAN (INTERCONEXÃO) | PR-TECAB (INTERCONEXÃO)
EX1 | NTS MG 1 | 447.1 | 251.935 | 301.357 | 550.255 | 133.933 | 519.083 | 432.233 | 412.92 | 550.255 | 432.233
EX2 | NTS MG 2 | 544.264 | 349.099 | 398.521 | 647.419 | 231.097 | 616.247 | 529.397 | 510.084 | 647.419 | 529.397
EX3 | NTS MG 3 | 661.4292 | 466.2642 | 515.6862 | 764.5842 | 348.2622 | 733.4122 | 646.5622 | 627.2492 | 764.5842 | 646.5622
EX4 | NTS MG 4 | 394.629 | 596.18 | 645.602 | 93.766 | 598.48 | 466.612 | 776.478 | 360.449 | 93.766 | 776.478
EX5 | NTS RJ 1 | 460.821 | 64.0913 | 75.0913 | 563.976 | 64.0913 | 530.1227 | 120.2693 | 423.9597 | 563.976 | 120.2693
EX6 | NTS RJ 2 | 352.801 | 46.098 | 95.52 | 456.316 | 45.9433 | 424.064 | 226.396 | 318.621 | 456.316 | 226.396
EX7 | NTS RJ 3 | 307.6236 | 92.7374 | 142.1594 | 448.949 | 89.9518 | 379.6066 | 273.0354 | 273.4436 | 448.949 | 273.0354
EX8 | NTS RJ 4 | 244.471 | 154.518 | 203.94 | 347.896 | 156.818 | 316.724 | 334.816 | 210.561 | 347.896 | 334.816
EX9 | NTS RJ 5 | 395.9185 | 36.5805 | 87.1525 | 499.0735 | 34.0805 | 463.8795 | 218.0285 | 357.719 | 499.0735 | 218.0285
EX10 | NTS SP 1 | 162.8428 | 343.1248 | 329.0532 | 222.2428 | 278.4492 | 234.8258 | 459.9292 | 128.6628 | 222.2428 | 459.9292
EX11 | NTS SP 2 | 77.568 | 319.4677 | 367.8097 | 221.0717 | 321.7677 | 151.7743 | 498.6857 | 45.6113 | 221.0717 | 498.6857
EX12 | NTS SP 3 | 176.6012 | 435.4332 | 483.808 | 337.0372 | 437.7332 | 46.044 | 614.684 | 70.3542 | 337.0372 | 614.684
EX13 | NTS SP 4 | 211.584 | 470.416 | 519.838 | 372.02 | 472.716 | 0.826 | 650.714 | 105.337 | 372.02 | 650.714
EX14 | PE-GUARAREMA (INTERCONEXÃO) | 106.247 | 365.079 | 414.501 | 266.683 | 367.379 | 106.163 | 545.377 | 0 | 266.683 | 545.377
EX15 | PE-REPLAN (INTERCONEXÃO) | 300.863 | 502.414 | 551.836 | 0 | 504.714 | 372.846 | 682.712 | 266.683 | 0 | 682.712
EX16 | PE-TECAB (INTERCONEXÃO) | 579.557 | 180.298 | 152.876 | 682.712 | 180.298 | 651.54 | 0 | 545.377 | 682.712 | 0
Step 3 | Calculate the proportion of forecasted booked entry (respectively exit) capacity at each point relative to the total forecasted booked entry (respectively exit) capacity;
Variable | Description
PENi | Proportion factor of entry point i
PEX j | Proportion factor of exit zone j
Formula:
[PENi] | Value |  | [PEXj] | Value |  | [PENi] | PEN1 | PEN2 | PEN3 | PEN4 | PEN5 | PEN6 | PEN7 | PEN8 | PEN9 | PEN10
PEN1 | 0.20449 |  | PEX1 | 0.010395 |  | Value | 0.20449 | 0.28847 | 0.19564 | 0.0048318 | 0 | 0 | 0.21426 | 0.08654 | 0.0028847 | 0.0028847 | 1
PEN2 | 0.28847 |  | PEX2 | 0.028737
PEN3 | 0.19564 |  | PEX3 | 0.046874
PEN4 | 0.0048318 |  | PEX4 | 0.0057372
PEN5 | 0 |  | PEX5 | 0.30472
PEN6 | 0 |  | PEX6 | 0.14396
PEN7 | 0.21426 |  | PEX7 | 0.029354
PEN8 | 0.08654 |  | PEX8 | 0.0055317
PEN9 | 0.0028847 |  | PEX9 | 0.036444
PEN10 | 0.0028847 |  | PEX10 | 0.021185
| 1 |  | PEX11 | 0.050898
|  |  | PEX12 | 0.13648
|  |  | PEX13 | 0.05619
|  |  | PEX14 | 0
|  |  | PEX15 | 0.12007
|  |  | PEX16 | 0.0034252
1
Step 4 | For each entry point (respectively exit point) , calculate capacity-weighted average distance to all exit points (respectively entry points); average distance is weighted by forecasted booked capacity
Variable | Description
ADENi | Capacity weighted average distance from entry i
ADEXj | Capacity weighted average distance from entry j
Formula:
[ADENi] | Value |  | [ADEXi] | Value
ADEN1 | 351.0772 |  | ADEX1 | 356.8982
ADEN2 | 239.3343 |  | ADEX2 | 454.0622
ADEN3 | 275.284 |  | ADEX3 | 571.2274
ADEN4 | 416.7405 |  | ADEX4 | 579.5063
ADEN5 | 228.4824 |  | ADEX5 | 194.5714
ADEN6 | 378.5783 |  | ADEX6 | 184.386
ADEN7 | 379.0741 |  | ADEX7 | 203.8868
ADEN8 | 302.1634 |  | ADEX8 | 228.0744
ADEN9 | 416.7405 |  | ADEX9 | 190.7174
ADEN10 | 379.0741 |  | ADEX10 | 309.3762
|  |  | ADEX11 | 293.9153
|  |  | ADEX12 | 398.5374
|  |  | ADEX13 | 433.9525
|  |  | ADEX14 | 328.6155
|  |  | ADEX15 | 485.7403
|  |  | ADEX16 | 252.8997
Step 5 | Determine the weight of each entry point (respectively exit point) as the ratio between the product of its forecasted booked capacity with its average distance and the sums of such products for all entry points (respectively exit point)
Variable | Description
WENi | Is the weight of entry point i
WEXj | Is the weight of exit point j
Formula:
[WENi] | Value |  | [WEXi] | Value
WEN1 | 0.23434 |  | WEX1 | 0.01211
WEN2 | 0.22535 |  | WEX2 | 0.042591
WEN3 | 0.17579 |  | WEX3 | 0.087397
WEN4 | 0.0065725 |  | WEX4 | 0.010852
WEN5 | 0 |  | WEX5 | 0.19353
WEN6 | 0 |  | WEX6 | 0.086642
WEN7 | 0.26511 |  | WEX7 | 0.019535
WEN8 | 0.085352 |  | WEX8 | 0.004118
WEN9 | 0.0039239 |  | WEX9 | 0.022687
WEN10 | 0.0035692 |  | WEX10 | 0.021393
| 1 |  | WEX11 | 0.048829
|  |  | WEX12 | 0.17753
|  |  | WEX13 | 0.07959
|  |  | WEX14 | 0
|  |  | WEX15 | 0.19037
|  |  | WEX16 | 0.0028274
1
Step 6 | Allocate entry cost (respectively exit costs) by multiplying the total revenue to be collected from entry points by the weight of each entry point (respectively exit point)
Variable | Description
RENi | Is the revenue to be collected from entry point i
REXj | Is the revenue to be collected from exit point j
Formula:
[WENi] | Value |  | [WEXi] | Value
REN1 | 1157.748 |  | REX1 | 25.6413
REN2 | 1113.3491 |  | REX2 | 90.1809
REN3 | 868.4908 |  | REX3 | 185.0509
REN4 | 32.4718 |  | REX4 | 22.9779
REN5 | 0 |  | REX5 | 409.7658
REN6 | 0 |  | REX6 | 183.453
REN7 | 1309.7644 |  | REX7 | 41.3626
REN8 | 421.6864 |  | REX8 | 8.7194
REN9 | 19.3862 |  | REX9 | 48.0363
REN10 | 17.634 |  | REX10 | 45.2964
| 4940.5306 |  | REX11 | 103.39
|  |  | REX12 | 375.907
|  |  | REX13 | 168.5217
|  |  | REX14 | 0
|  |  | REX15 | 403.0803
|  |  | REX16 | 5.9867
2117.3703
Step 7 | Determine tariffs by dividing revenue to be collected from a point by its forecasted booked capacity
Variable | Description
TENi | Is the tariff at entry point i
TEXj | Is the tariff at exit point j
Formula:
[TENi] | Ponto de Entrada | [TENi CWD] |  |  |  |  | PEN1: [TEXj]; PEN2: Zona de Saída; PEN3: [TEXj CWD]
TEN1 | PR-CARAGUATATUBA | 5.9975 |  |  |  |  | PEN1: TEX1; PEN2: NTS MG 1; PEN3: 3.1026
TEN2 | PR-GNLBGB | 4.0886 |  |  |  |  | PEN1: TEX2; PEN2: NTS MG 2; PEN3: 3.9473
TEN3 | PR-ITABORAÍ | 4.7027 |  |  |  |  | PEN1: TEX3; PEN2: NTS MG 3; PEN3: 4.9658
TEN4 | PR-GASPAJ (INTERCONEXÃO) | 7.1193 |  |  |  |  | PEN1: TEX4; PEN2: NTS MG 4; PEN3: 5.0378
TEN5 | PR-REDUC | [5 empty] | PEN1: TEX5; PEN2: NTS RJ 1; PEN3: 1.6915
TEN6 | PR-RPBC | [5 empty] | PEN1: TEX6; PEN2: NTS RJ 2; PEN3: 1.6029
TEN7 | PR-TECAB | 6.4758 |  |  |  |  | PEN1: TEX7; PEN2: NTS RJ 3; PEN3: 1.7724
TEN8 | PR-GUARAREMA (INTERCONEXÃO) | 5.1619 |  |  |  |  | PEN1: TEX8; PEN2: NTS RJ 4; PEN3: 1.9827
TEN9 | PR-REPLAN (INTERCONEXÃO) | 7.1193 |  |  |  |  | PEN1: TEX9; PEN2: NTS RJ 5; PEN3: 1.6579
TEN10 | PR-TECAB (INTERCONEXÃO) | 6.4758 |  |  |  |  | PEN1: TEX10; PEN2: NTS SP 1; PEN3: 2.6895
[7 empty] | TEX11 | NTS SP 2 | 2.5551
[7 empty] | TEX12 | NTS SP 3 | 3.4646
[7 empty] | TEX13 | NTS SP 4 | 3.7724
[7 empty] | TEX14 | PE-GUARAREMA (INTERCONEXÃO)
[7 empty] | TEX15 | PE-REPLAN (INTERCONEXÃO) | 4.2226
[7 empty] | TEX16 | PE-TECAB (INTERCONEXÃO) | 2.1985
[TENi] | Ponto de Entrada | [TENi CWD] | [TEN postal] | [TEN] |  |  | PEN1: [TEXj]; PEN2: Zona de Saída; PEN3: [TEXj CWD]; PEN4: [TEX postal]; PEN5: [TEX]
TEN1 | PR-CARAGUATATUBA | 1.1995 | 4.187 | 5.3865 |  |  | PEN1: TEX1; PEN2: NTS MG 1; PEN3: 0.62052; PEN4: 2.1307; PEN5: 2.7512
TEN2 | PR-GNLBGB | 0.81772 | 4.187 | 5.0047 |  |  | PEN1: TEX2; PEN2: NTS MG 2; PEN3: 0.78945; PEN4: 2.1307; PEN5: 2.9201
TEN3 | PR-ITABORAÍ | 0.94055 | 4.187 | 5.1275 |  |  | PEN1: TEX3; PEN2: NTS MG 3; PEN3: 0.99316; PEN4: 2.1307; PEN5: 3.1238
TEN4 | PR-GASPAJ (INTERCONEXÃO) | 1.4239 | 4.187 | 5.6109 |  |  | PEN1: TEX4; PEN2: NTS MG 4; PEN3: 1.0076; PEN4: 2.1307; PEN5: 3.1382
TEN5 | PR-REDUC | [5 empty] | PEN1: TEX5; PEN2: NTS RJ 1; PEN3: 0.33829; PEN4: 2.1307; PEN5: 2.4689
TEN6 | PR-RPBC | [5 empty] | PEN1: TEX6; PEN2: NTS RJ 2; PEN3: 0.32058; PEN4: 2.1307; PEN5: 2.4512
TEN7 | PR-TECAB | 1.2952 | 4.187 | 5.4822 |  |  | PEN1: TEX7; PEN2: NTS RJ 3; PEN3: 0.35449; PEN4: 2.1307; PEN5: 2.4851
TEN8 | PR-GUARAREMA (INTERCONEXÃO) | 1.0324 | 4.187 | 5.2194 |  |  | PEN1: TEX8; PEN2: NTS RJ 4; PEN3: 0.39654; PEN4: 2.1307; PEN5: 2.5272
TEN9 | PR-REPLAN (INTERCONEXÃO) | 1.4239 | 4.187 | 5.6109 |  |  | PEN1: TEX9; PEN2: NTS RJ 5; PEN3: 0.33159; PEN4: 2.1307; PEN5: 2.4622
TEN10 | PR-TECAB (INTERCONEXÃO) | 1.2952 | 4.187 | 5.4822 |  |  | PEN1: TEX10; PEN2: NTS SP 1; PEN3: 0.53789; PEN4: 2.1307; PEN5: 2.6686
[7 empty] | TEX11 | NTS SP 2 | 0.51101 | 2.1307 | 2.6417
[7 empty] | TEX12 | NTS SP 3 | 0.69291 | 2.1307 | 2.8236
[7 empty] | TEX13 | NTS SP 4 | 0.75449 | 2.1307 | 2.8851
[7 empty] | TEX14 | PE-GUARAREMA (INTERCONEXÃO)
[7 empty] | TEX15 | PE-REPLAN (INTERCONEXÃO) | 0.84453 | 2.1307 | 2.9752
[7 empty] | TEX16 | PE-TECAB (INTERCONEXÃO) | 0.4397 | 2.1307 | 2.5704
Desconto na(s) Interconexão(ões) |  | 90%
Cálculo da receita arrecada nas interconexões, já considerando o desconto: | [6 empty] | PEN4: 0
| Interconexão | QDC (mil m³@9.400) | Tarifas sem Desconto (R$/MMBTu) | Tarifas com Desconto (R$/MMBTu) | Receita (R$)
| REPLAN - Entrada | 200 | 5.6109 | 0.56109 | 1527867.9152
| PE Guararema | 6000 | 5.2194 | 0.52194 | 42638058.4021
| Cabiunas - Entrada | 200 | 5.4822 | 0.54822 | 1492824.1138
| PR-GASPAJ | 335 | 5.6109 | 0.56109 | 2559178.758
| REPLAN - Saida | 7011 | 2.9752 | 0.29752 | 28400196.4601
| Cabiunas - Saída | 200 | 2.5704 | 0.25704 | 699924.3843
77318050.0336
𝑃_(〖𝐸𝑁〗_𝑖= (𝐵𝐶_(〖𝐸𝑁〗_𝑖 ))/(∑▒〖𝐵𝐶〗_𝐸𝑁 ) )
𝑃_(〖𝐸𝑋〗_𝑗= 〖𝐵𝐶〗_(〖𝐸𝑋〗_𝑗 )/(∑▒〖𝐵𝐶〗_𝐸𝑋 ) )
〖𝐴𝐷〗_(〖𝐸𝑁〗_𝑖 )= ∑▒〖𝑃_(〖𝐸𝑋〗_𝑗 ) ∙ 𝐷_(〖𝐸𝑁〗_𝑖 〖𝐸𝑋〗_𝑗 ) 〗
〖𝐴𝐷〗_(〖𝐸𝑋〗_𝑗 )= ∑▒〖𝑃_(〖𝐸𝑁〗_𝑖 ) ∙ 𝐷_(〖𝐸𝑋〗_𝑗 〖𝐸𝑁〗_𝑖 ) 〗
𝑊_(〖𝐸𝑁〗_𝑖 )= (𝐵𝐶_(〖𝐸𝑁〗_𝑖 )∙ 〖𝐴𝐷〗_(〖𝐸𝑁〗_𝑖 ))/(∑▒〖〖𝐵𝐶〗_(〖𝐸𝑁〗_𝑖 )∙ 〖𝐴𝐷〗_(〖𝐸𝑁〗_𝑖 ) 〗)
𝑊_(〖𝐸𝑋〗_𝑗 )= (〖𝐵𝐶〗_(〖𝐸𝑋〗_𝑖 )∙ 〖𝐴𝐷〗_(〖𝐸𝑋〗_𝑖 ))/(∑▒〖〖𝐵𝐶〗_(〖𝐸𝑋〗_𝑖 )∙ 〖𝐴𝐷〗_(〖𝐸𝑋〗_𝑖 ) 〗)
𝑅_(〖𝐸𝑁〗_𝑖 )= 𝑊_(〖𝐸𝑁〗_𝑖 ) ∙ 𝑅_𝐸𝑁
𝑅_(〖𝐸𝑋〗_𝑗 )= 𝑊_(〖𝐸𝑋〗_𝑗 ) ∙ 𝑅_𝐸𝑋
𝑇_(〖𝐸𝑁〗_𝑖 )= 𝑅_(〖𝐸𝑁〗_𝑖 )/(𝐵𝐶_(〖𝐸𝑁〗_𝑖 ) )
𝑇_(〖𝐸𝑋〗_𝑖 )= 𝑅_(〖𝐸𝑋〗_𝑗 )/〖𝐵𝐶〗_(〖𝐸𝑋〗_𝑗 )

## CWD 2025 Legados (com desc.)
| Cálculo da Tarifa de Entrada-Saída (Postal) |  |  |  |  | Ano
2025
| Receita Total | Rtotal | 7057.9009 | Milhões de Reais
| Receita para cálculo do desconto na interconexão |  | 6980.5828 | Milhões de Reais | Subtraida a receita a ser arrecadada nas interconexões já considerando o desconto para redistribuição dessa "Receita descontada" entre os outros pontos da Rede NTS
70% | Receita Alocada para Entrada | Ren | 4892.3127 | Milhões de Reais/ano | Receita na entrada já descontada da receita calculada para as interconexões de entrada na aba "CWD NTS (sem desconto)"
| Total da Reserva de Capacidade de Entrada Anual | BC∑En | 22847905 | Mil de m3 | 852276642.085 | MMBTU
| Tarifa de Entrada Postal | Ten | 0.21413 | R$/m3 | 5.7403 | R$/MMBtu
30% | Receita Alocada para Saída | Rex | 2088.2701 | Milhões de Reais/ano | Receita na saída já descontada da receita calculada para as interconexões de saída na aba "CWD NTS (sem desconto)"
| Total da Reserva de Capacidade de Saída Anual | BC∑Ex | 18680700 | Mil de m3 | 696830815.2453 | MMBTU
| Tarifa de Saída Postal | Tex | 0.11179 | R$/m3 | 2.9968 | R$/MMBtu
| Proporção Postal: | 80%
Step 1 | Define technical capacity at each entry and exit point; define forecasted booked capacity at each entry and exit point; [define (ex ante) the share of revenue to be collected from entry points and the share of revenue to be collected from exit points].
Variable | Description
CENi | Capacity at entry entry point i
CEXj | Capacity at exit entry point j
BCENi | Forecasted Booked Capacity at entry point i | [5 empty] | 37.3022
BCEXj | Forecasted Booked Capacity at exit point j | [5 empty] | 0.037302
|  | 2025 |  |  |  | 2025
|  | [Base diária] |  |  |  | [Base anual]
Code | Entrada | CENi [mil m³@9.400] | BCENi [mil m³@9.400] |  |  | CENi [MMBTU] | BCENi [MMBTU]
EN 01 | PR-CARAGUATATUBA | 20000 | 14178 |  |  | 272305906.7 | 193037657.2596
EN 02 | PR-GNLBGB | 20000 | 20000 |  |  | 272305906.7 | 272305906.7
EN 03 | PR-ITABORAÍ | 18200 | 13564 |  |  | 247798375.097 | 184677865.9239
EN 04 | PR-GASPAJ (INTERCONEXÃO) |  |  | Remoção da capacidade nas interconexões |  | 0 | 0
EN 05 | PR-REDUC | 5000 | 0 |  |  | 68076476.675 | 0
EN 06 | PR-RPBC | 2200 | 0 |  |  | 29953649.737 | 0
EN 07 | PR-TECAB | 25160 | 14855 |  |  | 342560830.6286 | 202255212.2014
EN 08 | PR-GUARAREMA (INTERCONEXÃO) |  |  | Remoção da capacidade nas interconexões |  | 0 | 0
EN 09 | PR-REPLAN (INTERCONEXÃO) |  |  | Remoção da capacidade nas interconexões |  | 0 | 0
EN 10 | PR-TECAB (INTERCONEXÃO) |  |  | Remoção da capacidade nas interconexões |  | 0 | 0
|  | 90560 | 62597 |  |  | 1233001145.5376 | 852276642.085
|  | 2025 |  |  |  | 2025
|  | [Base diária] |  |  |  | [Base anual]
Code | Zonas Saídas | CEXi [mil m³@9.400] | BCEXi [ml m³@9.400] |  |  | CEXi [MMBTU] | BCEXi [MMBTU]
EX1 | NTS MG 1 | 864.5 | 607 |  |  | 11770422.8171 | 8264484.2683
EX2 | NTS MG 2 | 1825.9 | 1678 |  |  | 24860167.7522 | 22846465.5721
EX3 | NTS MG 3 | 3040.95 | 2737 |  |  | 41403432.349 | 37265063.3319
EX4 | NTS MG 4 | 1187.5 | 335 |  |  | 16168163.2103 | 4561123.9372
EX5 | NTS RJ 1 | 21185 | 17793 |  |  | 288440031.672 | 242256949.8957
EX6 | NTS RJ 2 | 11271.75 | 8406 |  |  | 153468205.1923 | 114450172.586
EX7 | NTS RJ 3 | 3249 | 1714 |  |  | 44236094.5434 | 23336616.2042
EX8 | NTS RJ 4 | 498.75 | 323 |  |  | 6790628.5483 | 4397740.3932
EX9 | NTS RJ 5 | 3321.2 | 2128 |  |  | 45219118.8666 | 28973348.4729
EX10 | NTS SP 1 | 14292.75 | 1237 |  |  | 194600012.3993 | 16842120.3294
EX11 | NTS SP 2 | 3971 | 2972 |  |  | 54066337.7753 | 40464657.7356
EX12 | NTS SP 3 | 9941.75 | 7969 |  |  | 135359862.3967 | 108500288.5246
EX13 | NTS SP 4 | 3809.5 | 3281 |  |  | 51867467.5787 | 44671783.9941
EX14 | PE-GUARAREMA (INTERCONEXÃO) |  |  | Remoção da capacidade nas interconexões |  | 0 | 0
EX15 | PE-REPLAN (INTERCONEXÃO) |  |  | Remoção da capacidade nas interconexões |  | 0 | 0
EX16 | PE-TECAB (INTERCONEXÃO) |  |  | Remoção da capacidade nas interconexões |  | 0 | 0
|  | 78459.55 | 51180 |  |  | 1068249945.1012 | 696830815.2453
Step 2 | Calculate distance between each entry point and each exit point in the system
Variable | Description
[DENiEXj] | Matrix of the distances from entrry i to exit j
|  | EN 01 | EN 02 | EN 03 | EN 04 | EN 05 | EN 06 | EN 07 | EN 08 | EN 09 | EN 10
|  | PR-CARAGUA-TATUBA | PR-GNLBGB | PR-ITABORAÍ | PR-GASPAJ | PR-REDUC | PR-RPBC | PR-TECAB | PR-GUARAREMA (INTERCONEXÃO) | PR-REPLAN (INTERCONEXÃO) | PR-TECAB (INTERCONEXÃO)
EX1 | NTS MG 1 | 447.1 | 251.935 | 301.357 | 550.255 | 133.933 | 519.083 | 432.233 | 412.92 | 550.255 | 432.233
EX2 | NTS MG 2 | 544.264 | 349.099 | 398.521 | 647.419 | 231.097 | 616.247 | 529.397 | 510.084 | 647.419 | 529.397
EX3 | NTS MG 3 | 661.4292 | 466.2642 | 515.6862 | 764.5842 | 348.2622 | 733.4122 | 646.5622 | 627.2492 | 764.5842 | 646.5622
EX4 | NTS MG 4 | 394.629 | 596.18 | 645.602 | 93.766 | 598.48 | 466.612 | 776.478 | 360.449 | 93.766 | 776.478
EX5 | NTS RJ 1 | 460.821 | 64.0913 | 75.0913 | 563.976 | 64.0913 | 530.1227 | 120.2693 | 423.9597 | 563.976 | 120.2693
EX6 | NTS RJ 2 | 352.801 | 46.098 | 95.52 | 456.316 | 45.9433 | 424.064 | 226.396 | 318.621 | 456.316 | 226.396
EX7 | NTS RJ 3 | 307.6236 | 92.7374 | 142.1594 | 448.949 | 89.9518 | 379.6066 | 273.0354 | 273.4436 | 448.949 | 273.0354
EX8 | NTS RJ 4 | 244.471 | 154.518 | 203.94 | 347.896 | 156.818 | 316.724 | 334.816 | 210.561 | 347.896 | 334.816
EX9 | NTS RJ 5 | 395.9185 | 36.5805 | 87.1525 | 499.0735 | 34.0805 | 463.8795 | 218.0285 | 357.719 | 499.0735 | 218.0285
EX10 | NTS SP 1 | 162.8428 | 343.1248 | 329.0532 | 222.2428 | 278.4492 | 234.8258 | 459.9292 | 128.6628 | 222.2428 | 459.9292
EX11 | NTS SP 2 | 77.568 | 319.4677 | 367.8097 | 221.0717 | 321.7677 | 151.7743 | 498.6857 | 45.6113 | 221.0717 | 498.6857
EX12 | NTS SP 3 | 176.6012 | 435.4332 | 483.808 | 337.0372 | 437.7332 | 46.044 | 614.684 | 70.3542 | 337.0372 | 614.684
EX13 | NTS SP 4 | 211.584 | 470.416 | 519.838 | 372.02 | 472.716 | 0.826 | 650.714 | 105.337 | 372.02 | 650.714
EX14 | PE-GUARAREMA (INTERCONEXÃO) | 106.247 | 365.079 | 414.501 | 266.683 | 367.379 | 106.163 | 545.377 | 0 | 266.683 | 545.377
EX15 | PE-REPLAN (INTERCONEXÃO) | 300.863 | 502.414 | 551.836 | 0 | 504.714 | 372.846 | 682.712 | 266.683 | 0 | 682.712
EX16 | PE-TECAB (INTERCONEXÃO) | 579.557 | 180.298 | 152.876 | 682.712 | 180.298 | 651.54 | 0 | 545.377 | 682.712 | 0
Step 3 | Calculate the proportion of forecasted booked entry (respectively exit) capacity at each point relative to the total forecasted booked entry (respectively exit) capacity;
Variable | Description
PENi | Proportion factor of entry point i
PEX j | Proportion factor of exit zone j
Formula:
[PENi] | Value |  | [PEXj] | Value |  | [PENi] | PEN1 | PEN2 | PEN3 | PEN4 | PEN5 | PEN6 | PEN7 | PEN8 | PEN9 | PEN10
PEN1 | 0.2265 |  | PEX1 | 0.01186 |  | Value | 0.2265 | 0.3195 | 0.21669 | 0 | 0 | 0 | 0.23731 | 0 | 0 | 0 | 1
PEN2 | 0.3195 |  | PEX2 | 0.032786
PEN3 | 0.21669 |  | PEX3 | 0.053478
PEN4 | 0 |  | PEX4 | 0.0065455
PEN5 | 0 |  | PEX5 | 0.34766
PEN6 | 0 |  | PEX6 | 0.16424
PEN7 | 0.23731 |  | PEX7 | 0.03349
PEN8 | 0 |  | PEX8 | 0.0063111
PEN9 | 0 |  | PEX9 | 0.041579
PEN10 | 0 |  | PEX10 | 0.02417
| 1 |  | PEX11 | 0.05807
|  |  | PEX12 | 0.15571
|  |  | PEX13 | 0.064107
|  |  | PEX14 | 0
|  |  | PEX15 | 0
|  |  | PEX16 | 0
1
Step 4 | For each entry point (respectively exit point), calculate capacity-weighted average distance to all exit points (respectively entry points); average distance is weighted by forecasted booked capacity
Variable | Description
ADENi | Capacity weighted average distance from entry i
ADEXj | Capacity weighted average distance from entry j
Formula:
[ADENi] | Value |  | [ADEXi] | Value
ADEN1 | 357.063 |  | ADEX1 | 349.6351
ADEN2 | 203.5265 |  | ADEX2 | 446.7991
ADEN3 | 237.8783 |  | ADEX3 | 563.9643
ADEN4 | 472.7892 |  | ADEX4 | 604.0254
ADEN5 | 190.8305 |  | ADEX5 | 169.6645
ADEN6 | 378.2969 |  | ADEX6 | 169.0611
ADEN7 | 338.9609 |  | ADEX7 | 194.9043
ADEN8 | 306.0733 |  | ADEX8 | 228.388
ADEN9 | 472.7892 |  | ADEX9 | 171.9874
ADEN10 | 338.9609 |  | ADEX10 | 326.9615
|  |  | ADEX11 | 317.6839
|  |  | ADEX12 | 429.8292
|  |  | ADEX13 | 465.2874
|  |  | ADEX14 | 359.9504
|  |  | ADEX15 | 510.2594
|  |  | ADEX16 | 221.9999
Step 5 | Determine the weight of each entry point (respectively exit point) as the ratio between the product of its forecasted booked capacity with its average distance and the sums of such products for all entry points (respectively exit point)
Variable | Description
WENi | Is the weight of entry point i
WEXj | Is the weight of exit point j
Formula:
[WENi] | Value |  | [WEXi] | Value
WEN1 | 0.29103 |  | WEX1 | 0.014922
WEN2 | 0.23401 |  | WEX2 | 0.052715
WEN3 | 0.18549 |  | WEX3 | 0.10853
WEN4 | 0 |  | WEX4 | 0.014228
WEN5 | 0 |  | WEX5 | 0.21226
WEN6 | 0 |  | WEX6 | 0.099923
WEN7 | 0.28947 |  | WEX7 | 0.023489
WEN8 | 0 |  | WEX8 | 0.0051869
WEN9 | 0 |  | WEX9 | 0.025734
WEN10 | 0 |  | WEX10 | 0.028438
| 1 |  | WEX11 | 0.066386
|  |  | WEX12 | 0.24084
|  |  | WEX13 | 0.10734
|  |  | WEX14 | 0
|  |  | WEX15 | 0
|  |  | WEX16 | 0
1
Step 6 | Allocate entry cost (respectively exit costs) by multiplying the total revenue to be collected from entry points by the weight of each entry point (respectively exit point)
Variable | Description
RENi | Is the revenue to be collected from entry point i
REXj | Is the revenue to be collected from exit point j
Formula:
[WENi] | Value |  | [WEXi] | Value
REN1 | 1423.8173 |  | REX1 | 31.1619
REN2 | 1144.8413 |  | REX2 | 110.084
REN3 | 907.4798 |  | REX3 | 226.6452
REN4 | 0 |  | REX4 | 29.7112
REN5 | 0 |  | REX5 | 443.2617
REN6 | 0 |  | REX6 | 208.6667
REN7 | 1416.1742 |  | REX7 | 49.0515
REN8 | 0 |  | REX8 | 10.8317
REN9 | 0 |  | REX9 | 53.7388
REN10 | 0 |  | REX10 | 59.3863
| 4892.3127 |  | REX11 | 138.6322
|  |  | REX12 | 502.9442
|  |  | REX13 | 224.1546
|  |  | REX14 | 0
|  |  | REX15 | 0
|  |  | REX16 | 0
2088.2701
Step 7 | Determine tariffs by dividing revenue to be collected from a point by its forecasted booked capacity
Variable | Description
TENi | Is the tariff at entry point i
TEXj | Is the tariff at exit point j
Formula:
[TENi] | Ponto de Entrada | [TENi CWD] |  |  |  |  | PEN1: [TEXj]; PEN2: Zona de Saída; PEN3: [TEXj CWD]
TEN1 | PR-CARAGUATATUBA | 7.3759 |  |  |  |  | PEN1: TEX1; PEN2: NTS MG 1; PEN3: 3.7706
TEN2 | PR-GNLBGB | 4.2042 |  |  |  |  | PEN1: TEX2; PEN2: NTS MG 2; PEN3: 4.8184
TEN3 | PR-ITABORAÍ | 4.9139 |  |  |  |  | PEN1: TEX3; PEN2: NTS MG 3; PEN3: 6.082
TEN4 | PR-GASPAJ (INTERCONEXÃO) | [5 empty] | PEN1: TEX4; PEN2: NTS MG 4; PEN3: 6.514
TEN5 | PR-REDUC | [5 empty] | PEN1: TEX5; PEN2: NTS RJ 1; PEN3: 1.8297
TEN6 | PR-RPBC | [5 empty] | PEN1: TEX6; PEN2: NTS RJ 2; PEN3: 1.8232
TEN7 | PR-TECAB | 7.0019 |  |  |  |  | PEN1: TEX7; PEN2: NTS RJ 3; PEN3: 2.1019
TEN8 | PR-GUARAREMA (INTERCONEXÃO) | [5 empty] | PEN1: TEX8; PEN2: NTS RJ 4; PEN3: 2.463
TEN9 | PR-REPLAN (INTERCONEXÃO) | [5 empty] | PEN1: TEX9; PEN2: NTS RJ 5; PEN3: 1.8548
TEN10 | PR-TECAB (INTERCONEXÃO) | [5 empty] | PEN1: TEX10; PEN2: NTS SP 1; PEN3: 3.5261
[7 empty] | TEX11 | NTS SP 2 | 3.426
[7 empty] | TEX12 | NTS SP 3 | 4.6354
[7 empty] | TEX13 | NTS SP 4 | 5.0178
[7 empty] | TEX14 | PE-GUARAREMA (INTERCONEXÃO)
[7 empty] | TEX15 | PE-REPLAN (INTERCONEXÃO)
[7 empty] | TEX16 | PE-TECAB (INTERCONEXÃO)
[TENi] | Ponto de Entrada | [TENi CWD] | [TEN postal] | [TEN] | Check |  | [TEXj] | Zona de Saída | [TEXj CWD] | [TEX postal] | [TEX] | Check
TEN1 | PR-CARAGUATATUBA | 1.4752 | 4.5922 | 6.0674 | 1171236737.6257 |  | TEX1 | NTS MG 1 | 0.75412 | 2.3974 | 3.1516 | 26046056.1926
TEN2 | PR-GNLBGB | 0.84085 | 4.5922 | 5.4331 | 1479459551.3599 |  | TEX2 | NTS MG 2 | 0.96369 | 2.3974 | 3.3611 | 76790038.6562
TEN3 | PR-ITABORAÍ | 0.98277 | 4.5922 | 5.575 | 1029579157.1465 |  | TEX3 | NTS MG 3 | 1.2164 | 2.3974 | 3.6138 | 134670119.6791
TEN4 | PR-GASPAJ (INTERCONEXÃO) |  | 4.5922 | 0.56109 | 0 |  | TEX4 | NTS MG 4 | 1.3028 | 2.3974 | 3.7003 | 16877299.1981
TEN5 | PR-REDUC | [5 empty] | TEX5 | NTS RJ 1 | 0.36594 | 2.3974 | 2.7634 | 669450938.4851
TEN6 | PR-RPBC | [5 empty] | TEX6 | NTS RJ 2 | 0.36464 | 2.3974 | 2.7621 | 316121761.1906
TEN7 | PR-TECAB | 1.4004 | 4.5922 | 5.9926 | 1212037246.8172 |  | TEX7 | NTS RJ 3 | 0.42038 | 2.3974 | 2.8178 | 65758642.3489
TEN8 | PR-GUARAREMA (INTERCONEXÃO) |  |  | 0.52194 |  |  | TEX8 | NTS RJ 4 | 0.4926 | 2.3974 | 2.8901 | 12709693.3372
TEN9 | PR-REPLAN (INTERCONEXÃO) |  |  | 0.56109 | 4892312692.9493 |  | TEX9 | NTS RJ 5 | 0.37095 | 2.3974 | 2.7684 | 80209882.887
TEN10 | PR-TECAB (INTERCONEXÃO) |  |  | 0.54822 |  |  | TEX10 | NTS SP 1 | 0.70521 | 2.3974 | 3.1027 | 52255382.3342
[7 empty] | TEX11 | NTS SP 2 | 0.6852 | 2.3974 | 3.0827 | 124738379.205
[7 empty] | TEX12 | NTS SP 3 | 0.92708 | 2.3974 | 3.3245 | 360712723.0783
[7 empty] | TEX13 | NTS SP 4 | 1.0036 | 2.3974 | 3.401 | 151929229.1939
[7 empty] | TEX14 | PE-GUARAREMA (INTERCONEXÃO) |  |  | 0
[7 empty] | TEX15 | PE-REPLAN (INTERCONEXÃO) |  |  | 0.29752 | 2088270145.7863
[7 empty] | TEX16 | PE-TECAB (INTERCONEXÃO) |  |  | 0.25704
Desconto na(s) Interconexão(ões) |  | 90%
Cálculo da receita arrecada nas interconexões, já considerando o desconto:
| Interconexão | QDC (mil m³@9.400) | Tarifas sem Desconto (R$/MMBTu) | Tarifas com Desconto (R$/MMBTu) | Receita (R$)
| REPLAN - Entrada | 200 | 5.6109 | 0.56109 | 1527867.9152
| PE Guararema | 6000 | 5.2194 | 0.52194 | 42638058.4021
| Cabiunas - Entrada | 200 | 5.4822 | 0.54822 | 1492824.1138
| PR-GASPAJ | 335 | 5.6109 | 0.56109 | 2559178.758
| REPLAN - Saida | 7011 | 2.9752 | 0.29752 | 28400196.4601
| Cabiunas - Saída | 200 | 2.5704 | 0.25704 | 699924.3843
77318050.0336
|  |  |  | Receita Total | 7057900888.7691
|  |  |  | Check | 0
𝑃_(〖𝐸𝑁〗_𝑖= (𝐵𝐶_(〖𝐸𝑁〗_𝑖 ))/(∑▒〖𝐵𝐶〗_𝐸𝑁 ) )
𝑃_(〖𝐸𝑋〗_𝑗= (𝐵𝐶_(〖𝐸𝑋〗_𝑗 ))/(∑▒〖𝐵𝐶_𝐸𝑋 〗) )
〖𝐴𝐷〗_(〖𝐸𝑁〗_𝑖 )= ∑▒〖𝑃_(〖𝐸𝑋〗_𝑗 ) ∙ 𝐷_(〖𝐸𝑁〗_𝑖 〖𝐸𝑋〗_𝑗 ) 〗
〖𝐴𝐷〗_(〖𝐸𝑋〗_𝑗 )= ∑▒〖𝑃_(〖𝐸𝑁〗_𝑖 ) ∙ 𝐷_(〖𝐸𝑋〗_𝑗 〖𝐸𝑁〗_𝑖 ) 〗
𝑊_(〖𝐸𝑁〗_𝑖 )= (〖𝐵𝐶〗_(〖𝐸𝑁〗_𝑖 )∙ 〖𝐴𝐷〗_(〖𝐸𝑁〗_𝑖 ))/(∑▒〖〖𝐵𝐶〗_(〖𝐸𝑁〗_𝑖 )∙ 〖𝐴𝐷〗_(〖𝐸𝑁〗_𝑖 ) 〗)
𝑊_(〖𝐸𝑋〗_𝑗 )= (〖𝐵𝐶〗_(〖𝐸𝑋〗_𝑖 )∙ 〖𝐴𝐷〗_(〖𝐸𝑋〗_𝑖 ))/(∑▒〖〖𝐵𝐶〗_(〖𝐸𝑋〗_𝑖 )∙ 〖𝐴𝐷〗_(〖𝐸𝑋〗_𝑖 ) 〗)
𝑅_(〖𝐸𝑁〗_𝑖 )= 𝑊_(〖𝐸𝑁〗_𝑖 ) ∙ 𝑅_𝐸𝑁
𝑅_(〖𝐸𝑋〗_𝑗 )= 𝑊_(〖𝐸𝑋〗_𝑗 ) ∙ 𝑅_𝐸𝑋
𝑇_(〖𝐸𝑁〗_𝑖 )= 𝑅_(〖𝐸𝑁〗_𝑖 )/〖𝐵𝐶〗_(〖𝐸𝑁〗_𝑖 )
𝑇_(〖𝐸𝑋〗_𝑖 )= 𝑅_(〖𝐸𝑋〗_𝑗 )/〖𝐵𝐶〗_(〖𝐸𝑋〗_𝑗 )

## Tarifa Ponderada Legados 2025
Code | Entrada | BC [MMBTU] | T | R | [5 empty] | PR-CARAGUATATUBA | PR-GNLBGB | PR-ITABORAÍ | PR-GASPAJ (INTERCONEXÃO) | PR-REDUC | PR-RPBC | PR-TECAB | PR-GUARAREMA (INTERCONEXÃO) | PR-REPLAN (INTERCONEXÃO) | PR-TECAB (INTERCONEXÃO)
TEN1 | PR-CARAGUATATUBA | 193037657.2596 | 6.0674 | 1171236737.6257 | 6.0674 |  |  |  | MG | 9.5551 | 8.9208 | 9.0627 | 4.0488 |  |  | 9.4803 | 4.0096 | 4.0488 | 4.0359
TEN2 | PR-GNLBGB | 272305906.7 | 5.4331 | 1479459551.3599 | 5.4331 |  |  |  | RJ | 8.8352 | 8.2009 | 8.3428 | 3.3289 |  |  | 8.7604 | 3.2897 | 3.3289 | 3.316
TEN3 | PR-ITABORAÍ | 184677865.9239 | 5.575 | 1029579157.1465 | 5.575 |  |  |  | SP | 9.3439 | 8.7096 | 8.8515 | 3.8376 |  |  | 9.2691 | 3.7984 | 3.8376 | 3.8247
TEN4 | PR-GASPAJ (INTERCONEXÃO) | 4561123.9372 | 0.56109 | 2559178.758 | 0.56109 |  |  |  | PE-GUARAREMA (INTERCONEXÃO)
TEN5 | PR-REDUC | 0 |  |  | 5.9926 |  |  |  | PE-REPLAN (INTERCONEXÃO) | 6.3649 | 5.7306 | 5.8725 | 0.8586 |  |  | 6.2901 | 0.81946 | 0.8586 | 0.84573
TEN6 | PR-RPBC | 0 |  |  | 0.52194 |  |  |  | PE-TECAB (INTERCONEXÃO) | 6.3244 | 5.6901 | 5.832 | 0.81812 |  |  | 6.2496 | 0.77897 | 0.81812 | 0.80525
TEN7 | PR-TECAB | 202255212.2014 | 5.9926 | 1212037246.8172 | 0.56109
TEN8 | PR-GUARAREMA (INTERCONEXÃO) | 81691772.01 | 0.52194 | 42638058.4021 | 0.54822
TEN9 | PR-REPLAN (INTERCONEXÃO) | 2723059.067 | 0.56109 | 1527867.9152
TEN10 | PR-TECAB (INTERCONEXÃO) | 2723059.067 | 0.54822 | 1492824.1138
4940530622.1384
Code | Zonas Saídas | BC [MMBTU] | BC total UF | T | R | R total UF | T UF
TEX1 | NTS MG 1 | 8264484.2683 |  | 3.1516 | 26046056.1926
TEX2 | NTS MG 2 | 22846465.5721 |  | 3.3611 | 76790038.6562
TEX3 | NTS MG 3 | 37265063.3319 |  | 3.6138 | 134670119.6791
TEX4 | NTS MG 4 | 4561123.9372 | 72937137.1096 | 3.7003 | 16877299.1981 | 254383513.7261 | 3.4877
TEX5 | NTS RJ 1 | 242256949.8957 |  | 2.7634 | 669450938.4851
TEX6 | NTS RJ 2 | 114450172.586 |  | 2.7621 | 316121761.1906 |  |  | 3.4877
TEX7 | NTS RJ 3 | 23336616.2042 |  | 2.8178 | 65758642.3489 |  |  | 2.7678
TEX8 | NTS RJ 4 | 4397740.3932 |  | 2.8901 | 12709693.3372 |  |  | 3.2765
TEX9 | NTS RJ 5 | 28973348.4729 | 413414827.5519 | 2.7684 | 80209882.887 | 1144250918.2488 | 2.7678 | 0.29752
TEX10 | NTS SP 1 | 16842120.3294 |  | 3.1027 | 52255382.3342 |  |  | 0.25704
TEX11 | NTS SP 2 | 40464657.7356 |  | 3.0827 | 124738379.205
TEX12 | NTS SP 3 | 108500288.5246 |  | 3.3245 | 360712723.0783
TEX13 | NTS SP 4 | 44671783.9941 | 210478850.5838 | 3.401 | 151929229.1939 | 689635713.8115 | 3.2765
TEX14 | PE-GUARAREMA (INTERCONEXÃO) | 0 | 0 | 0 | 0 | 0
TEX15 | PE-REPLAN (INTERCONEXÃO) | 95456835.5937 | 95456835.5937 | 0.29752 | 28400196.4601 | 28400196.4601 | 0.29752
TEX16 | PE-TECAB (INTERCONEXÃO) | 2723059.067 | 2723059.067 | 0.25704 | 699924.3843 | 699924.3843 | 0.25704
Total |  | 795010709.906 | 795010709.906 |  | 2117370266.6307 | 2117370266.6307
Tponderada
| MG | 3.4877
| RJ | 2.7678
| SP | 3.2765
PE-GUARAREMA (INTERCONEXÃO)
| PE-REPLAN (INTERCONEXÃO) | 0.29752
| PE-TECAB (INTERCONEXÃO) | 0.25704

## CWD 2026 GASIG (sem desc.)
| Cálculo da Tarifa de Entrada-Saída (Postal) |  |  |  |  | Ano Referência
2025
| Receita Total | Rtotal | 52.4065 | Milhões de Reais
70% | Receita Alocada para Entrada | Ren | 36.6845 | Milhões de Reais/ano
| Total da Reserva de Capacidade de Entrada Anual | BC∑En | 20382330 | Mil de m3 | 760305322.0971 | MMBTU
| Tarifa de Entrada Postal | Ten | 0.0017998 | R$/m3 | 0.04825 | R$/MMBtu
30% | Receita Alocada para Saída | Rex | 15.7219 | Milhões de Reais/ano
| Total da Reserva de Capacidade de Saída Anual | BC∑Ex | 18480315 | Mil de m3 | 689356018.1064 | MMBTU
| Tarifa de Saída Postal | Tex | 0.00085074 | R$/m3 | 0.022807 | R$/MMBtu
| Proporção Postal: | 80%
Step 1 | Define technical capacity at each entry and exit point; define forecasted booked capacity at each entry and exit point; [define (ex ante) the share of revenue to be collected from entry points and the share of revenue to be collected from exit points].
Variable | Description
CENi | Capacity at entry entry point i
CEXj | Capacity at exit entry point j
BCENi | Forecasted Booked Capacity at entry point i | [5 empty] | 37.3022
BCEXj | Forecasted Booked Capacity at exit point j | [5 empty] | 0.037302
|  | 2025 |  |  |  | 2025
|  | [Base diária] |  |  |  | [Base anual]
Code | Entrada | CENi [mil m³@9.400] | BCENi [mil m³@9.400] |  |  | CENi [MMBTU] | BCENi [MMBTU]
EN 01 | PR-CARAGUATATUBA | 20000 | 9427 |  |  | 272305906.7 | 128351389.123
EN 02 | PR-GNLBGB | 20000 | 20000 |  |  | 272305906.7 | 272305906.7
EN 03 | PR-ITABORAÍ | 18200 | 13439 |  |  | 247798375.097 | 182975954.0071
EN 04 | PR-GASPAJ (INTERCONEXÃO) | 1250 | 305 |  |  | 17019119.1687 | 4152665.0772
EN 05 | PR-REDUC | 5000 | 0 |  |  | 68076476.675 | 0
EN 06 | PR-RPBC | 2200 | 0 |  |  | 29953649.737 | 0
EN 07 | PR-TECAB | 25160 | 6266 |  |  | 342560830.6286 | 85313440.5691
EN 08 | PR-GUARAREMA (INTERCONEXÃO) | 0 | 6000 |  |  | 0 | 81691772.01
EN 09 | PR-REPLAN (INTERCONEXÃO) | 0 | 205 |  |  | 0 | 2791135.5437
EN 10 | PR-TECAB (INTERCONEXÃO) | 0 | 200 |  |  | 0 | 2723059.067
|  | 91810 | 55842 |  |  | 1250020264.7063 | 760305322.0971
|  | 2025 |  |  |  | 2025
|  | [Base diária] |  |  |  | [Base anual]
Code | Zonas Saídas | CEXi [mil m³@9.400] | BCEXi [ml m³@9.400] |  |  | CEXi [MMBTU] | BCEXi [MMBTU]
EX1 | NTS MG 1 | 864.5 | 633 |  |  | 11770422.8171 | 8618481.9471
EX2 | NTS MG 2 | 1825.9 | 1098 |  |  | 24860167.7522 | 14949594.2778
EX3 | NTS MG 3 | 3040.95 | 2852 |  |  | 41403432.349 | 38830822.2954
EX4 | NTS MG 4 | 1187.5 | 305 |  |  | 16168163.2103 | 4152665.0772
EX5 | NTS RJ 1 | 21185 | 13624 |  |  | 288440031.672 | 185494783.644
EX6 | NTS RJ 2 | 11271.75 | 8403 |  |  | 153468205.1923 | 114409326.7
EX7 | NTS RJ 3 | 3249 | 2173 |  |  | 44236094.5434 | 29586036.763
EX8 | NTS RJ 4 | 498.75 | 283 |  |  | 6790628.5483 | 3853128.5798
EX9 | NTS RJ 5 | 3321.2 | 2116 |  |  | 45219118.8666 | 28809964.9289
EX10 | NTS SP 1 | 14292.75 | 1050 |  |  | 194600012.3993 | 14296060.1017
EX11 | NTS SP 2 | 3971 | 3003 |  |  | 54066337.7753 | 40886731.891
EX12 | NTS SP 3 | 9941.75 | 5584 |  |  | 135359862.3967 | 76027809.1506
EX13 | NTS SP 4 | 3809.5 | 2483 |  |  | 51867467.5787 | 33806778.3168
EX14 | PE-GUARAREMA (INTERCONEXÃO) | 0 | 0 |  |  | 0 | 0
EX15 | PE-REPLAN (INTERCONEXÃO) | 0 | 6824 |  |  | 0 | 92910775.366
EX16 | PE-TECAB (INTERCONEXÃO) | 0 | 200 |  |  | 0 | 2723059.067
|  | 78459.55 | 50631 |  |  | 1068249945.1012 | 689356018.1064
Step 2 | Calculate distance between each entry point and each exit point in the system
Variable | Description
[DENiEXj] | Matrix of the distances from entrry i to exit j
|  | EN 01 | EN 02 | EN 03 | EN 04 | EN 05 | EN 06 | EN 07 | EN 08 | EN 09 | EN 10
|  | PR-CARAGUA-TATUBA | PR-GNLBGB | PR-ITABORAÍ | PR-GASPAJ | PR-REDUC | PR-RPBC | PR-TECAB | PR-GUARAREMA (INTERCONEXÃO) | PR-REPLAN (INTERCONEXÃO) | PR-TECAB (INTERCONEXÃO)
EX1 | NTS MG 1 | 447.1 | 251.935 | 301.357 | 550.255 | 133.933 | 519.083 | 432.233 | 412.92 | 550.255 | 432.233
EX2 | NTS MG 2 | 544.264 | 349.099 | 398.521 | 647.419 | 231.097 | 616.247 | 529.397 | 510.084 | 647.419 | 529.397
EX3 | NTS MG 3 | 661.4292 | 466.2642 | 515.6862 | 764.5842 | 348.2622 | 733.4122 | 646.5622 | 627.2492 | 764.5842 | 646.5622
EX4 | NTS MG 4 | 394.629 | 596.18 | 645.602 | 93.766 | 598.48 | 466.612 | 776.478 | 360.449 | 93.766 | 776.478
EX5 | NTS RJ 1 | 460.821 | 64.0913 | 75.0913 | 563.976 | 64.0913 | 530.1227 | 120.2693 | 423.9597 | 563.976 | 120.2693
EX6 | NTS RJ 2 | 352.801 | 46.098 | 95.52 | 456.316 | 45.9433 | 424.064 | 226.396 | 318.621 | 456.316 | 226.396
EX7 | NTS RJ 3 | 307.6236 | 92.7374 | 142.1594 | 448.949 | 89.9518 | 379.6066 | 273.0354 | 273.4436 | 448.949 | 273.0354
EX8 | NTS RJ 4 | 244.471 | 154.518 | 203.94 | 347.896 | 156.818 | 316.724 | 334.816 | 210.561 | 347.896 | 334.816
EX9 | NTS RJ 5 | 395.9185 | 36.5805 | 87.1525 | 499.0735 | 34.0805 | 463.8795 | 218.0285 | 357.719 | 499.0735 | 218.0285
EX10 | NTS SP 1 | 162.8428 | 343.1248 | 329.0532 | 222.2428 | 278.4492 | 234.8258 | 459.9292 | 128.6628 | 222.2428 | 459.9292
EX11 | NTS SP 2 | 77.568 | 319.4677 | 367.8097 | 221.0717 | 321.7677 | 151.7743 | 498.6857 | 45.6113 | 221.0717 | 498.6857
EX12 | NTS SP 3 | 176.6012 | 435.4332 | 483.808 | 337.0372 | 437.7332 | 46.044 | 614.684 | 70.3542 | 337.0372 | 614.684
EX13 | NTS SP 4 | 211.584 | 470.416 | 519.838 | 372.02 | 472.716 | 0.826 | 650.714 | 105.337 | 372.02 | 650.714
EX14 | PE-GUARAREMA (INTERCONEXÃO) | 106.247 | 365.079 | 414.501 | 266.683 | 367.379 | 106.163 | 545.377 | 0 | 266.683 | 545.377
EX15 | PE-REPLAN (INTERCONEXÃO) | 300.863 | 502.414 | 551.836 | 0 | 504.714 | 372.846 | 682.712 | 266.683 | 0 | 682.712
EX16 | PE-TECAB (INTERCONEXÃO) | 579.557 | 180.298 | 152.876 | 682.712 | 180.298 | 651.54 | 0 | 545.377 | 682.712 | 0
Step 3 | Calculate the proportion of forecasted booked entry (respectively exit) capacity at each point relative to the total forecasted booked entry (respectively exit) capacity;
Variable | Description
PENi | Proportion factor of entry point i
PEX j | Proportion factor of exit zone j
Formula:
[PENi] | Value |  | [PEXj] | Value |  | [PENi] | PEN1 | PEN2 | PEN3 | PEN4 | PEN5 | PEN6 | PEN7 | PEN8 | PEN9 | PEN10
PEN1 | 0.16882 |  | PEX1 | 0.012502 |  | Value | 0.16882 | 0.35815 | 0.24066 | 0.0054618 | 0 | 0 | 0.11221 | 0.10745 | 0.0036711 | 0.0035815 | 1
PEN2 | 0.35815 |  | PEX2 | 0.021686
PEN3 | 0.24066 |  | PEX3 | 0.056329
PEN4 | 0.0054618 |  | PEX4 | 0.006024
PEN5 | 0 |  | PEX5 | 0.26908
PEN6 | 0 |  | PEX6 | 0.16597
PEN7 | 0.11221 |  | PEX7 | 0.042918
PEN8 | 0.10745 |  | PEX8 | 0.0055895
PEN9 | 0.0036711 |  | PEX9 | 0.041793
PEN10 | 0.0035815 |  | PEX10 | 0.020738
| 1 |  | PEX11 | 0.059311
|  |  | PEX12 | 0.11029
|  |  | PEX13 | 0.049041
|  |  | PEX14 | 0
|  |  | PEX15 | 0.13478
|  |  | PEX16 | 0.0039501
1
Step 4 | For each entry point (respectively exit point) , calculate capacity-weighted average distance to all exit points (respectively entry points); average distance is weighted by forecasted booked capacity
Variable | Description
ADENi | Capacity weighted average distance from entry i
ADEXj | Capacity weighted average distance from entry j
Formula:
[ADENi] | Value |  | [ADEXi] | Value
ADEN1 | 351.3663 |  | ADEX1 | 337.6745
ADEN2 | 237.4292 |  | ADEX2 | 434.8385
ADEN3 | 274.7606 |  | ADEX3 | 552.0037
ADEN4 | 409.9461 |  | ADEX4 | 565.009
ADEN5 | 225.9965 |  | ADEX5 | 183.4495
ADEN6 | 386.2699 |  | ADEX6 | 163.6731
ADEN7 | 381.4558 |  | ADEX7 | 184.4538
ADEN8 | 304.9478 |  | ADEX8 | 210.262
ADEN9 | 409.9461 |  | ADEX9 | 169.1521
ADEN10 | 381.4558 |  | ADEX10 | 298.6817
|  |  | ADEX11 | 280.6937
|  |  | ADEX12 | 384.011
|  |  | ADEX13 | 419.367
|  |  | ADEX14 | 314.03
|  |  | ADEX15 | 471.243
|  |  | ADEX16 | 264.0376
Step 5 | Determine the weight of each entry point (respectively exit point) as the ratio between the product of its forecasted booked capacity with its average distance and the sums of such products for all entry points (respectively exit point)
Variable | Description
WENi | Is the weight of entry point i
WEXj | Is the weight of exit point j
Formula:
[WENi] | Value |  | [WEXi] | Value
WEN1 | 0.20373 |  | WEX1 | 0.0145
WEN2 | 0.29206 |  | WEX2 | 0.032388
WEN3 | 0.22711 |  | WEX3 | 0.10679
WEN4 | 0.0076903 |  | WEX4 | 0.01169
WEN5 | 0 |  | WEX5 | 0.16954
WEN6 | 0 |  | WEX6 | 0.093298
WEN7 | 0.14701 |  | WEX7 | 0.02719
WEN8 | 0.11254 |  | WEX8 | 0.0040365
WEN9 | 0.0051689 |  | WEX9 | 0.02428
WEN10 | 0.0046923 |  | WEX10 | 0.021274
| 1 |  | WEX11 | 0.05718
|  |  | WEX12 | 0.14546
|  |  | WEX13 | 0.070637
|  |  | WEX14 | 0
|  |  | WEX15 | 0.21814
|  |  | WEX16 | 0.0035822
1
Step 6 | Allocate entry cost (respectively exit costs) by multiplying the total revenue to be collected from entry points by the weight of each entry point (respectively exit point)
Variable | Description
RENi | Is the revenue to be collected from entry point i
REXj | Is the revenue to be collected from exit point j
Formula:
[WENi] | Value |  | [WEXi] | Value
REN1 | 7.4736 |  | REX1 | 0.22796
REN2 | 10.7143 |  | REX2 | 0.50921
REN3 | 8.3314 |  | REX3 | 1.679
REN4 | 0.28211 |  | REX4 | 0.18379
REN5 | 0 |  | REX5 | 2.6655
REN6 | 0 |  | REX6 | 1.4668
REN7 | 5.393 |  | REX7 | 0.42748
REN8 | 4.1283 |  | REX8 | 0.063462
REN9 | 0.18962 |  | REX9 | 0.38173
REN10 | 0.17214 |  | REX10 | 0.33447
| 36.6845 |  | REX11 | 0.89899
|  |  | REX12 | 2.2869
|  |  | REX13 | 1.1105
|  |  | REX14 | 0
|  |  | REX15 | 3.4296
|  |  | REX16 | 0.05632
15.7219
Step 7 | Determine tariffs by dividing revenue to be collected from a point by its forecasted booked capacity
Variable | Description
TENi | Is the tariff at entry point i
TEXj | Is the tariff at exit point j
Formula:
[TENi] | Ponto de Entrada | [TENi CWD] |  |  |  |  | PEN1: [TEXj]; PEN2: Zona de Saída; PEN3: [TEXj CWD]
TEN1 | PR-CARAGUATATUBA | 0.058228 |  |  |  |  | PEN1: TEX1; PEN2: NTS MG 1; PEN3: 0.026451
TEN2 | PR-GNLBGB | 0.039346 |  |  |  |  | PEN1: TEX2; PEN2: NTS MG 2; PEN3: 0.034062
TEN3 | PR-ITABORAÍ | 0.045533 |  |  |  |  | PEN1: TEX3; PEN2: NTS MG 3; PEN3: 0.043239
TEN4 | PR-GASPAJ (INTERCONEXÃO) | 0.067936 |  |  |  |  | PEN1: TEX4; PEN2: NTS MG 4; PEN3: 0.044258
TEN5 | PR-REDUC | [5 empty] | PEN1: TEX5; PEN2: NTS RJ 1; PEN3: 0.01437
TEN6 | PR-RPBC | [5 empty] | PEN1: TEX6; PEN2: NTS RJ 2; PEN3: 0.012821
TEN7 | PR-TECAB | 0.063214 |  |  |  |  | PEN1: TEX7; PEN2: NTS RJ 3; PEN3: 0.014449
TEN8 | PR-GUARAREMA (INTERCONEXÃO) | 0.050535 |  |  |  |  | PEN1: TEX8; PEN2: NTS RJ 4; PEN3: 0.01647
TEN9 | PR-REPLAN (INTERCONEXÃO) | 0.067936 |  |  |  |  | PEN1: TEX9; PEN2: NTS RJ 5; PEN3: 0.01325
TEN10 | PR-TECAB (INTERCONEXÃO) | 0.063214 |  |  |  |  | PEN1: TEX10; PEN2: NTS SP 1; PEN3: 0.023396
[7 empty] | TEX11 | NTS SP 2 | 0.021987
[7 empty] | TEX12 | NTS SP 3 | 0.03008
[7 empty] | TEX13 | NTS SP 4 | 0.03285
[7 empty] | TEX14 | PE-GUARAREMA (INTERCONEXÃO)
[7 empty] | TEX15 | PE-REPLAN (INTERCONEXÃO) | 0.036913
[7 empty] | TEX16 | PE-TECAB (INTERCONEXÃO) | 0.020683
[TENi] | Ponto de Entrada | [TENi CWD] | [TEN postal] | [TEN] |  |  | PEN1: [TEXj]; PEN2: Zona de Saída; PEN3: [TEXj CWD]; PEN4: [TEX postal]; PEN5: [TEX]
TEN1 | PR-CARAGUATATUBA | 0.011646 | 0.0386 | 0.050245 |  |  | PEN1: TEX1; PEN2: NTS MG 1; PEN3: 0.0052901; PEN4: 0.018245; PEN5: 0.023536
TEN2 | PR-GNLBGB | 0.0078693 | 0.0386 | 0.046469 |  |  | PEN1: TEX2; PEN2: NTS MG 2; PEN3: 0.0068123; PEN4: 0.018245; PEN5: 0.025058
TEN3 | PR-ITABORAÍ | 0.0091066 | 0.0386 | 0.047706 |  |  | PEN1: TEX3; PEN2: NTS MG 3; PEN3: 0.0086479; PEN4: 0.018245; PEN5: 0.026893
TEN4 | PR-GASPAJ (INTERCONEXÃO) | 0.013587 | 0.0386 | 0.052187 |  |  | PEN1: TEX4; PEN2: NTS MG 4; PEN3: 0.0088516; PEN4: 0.018245; PEN5: 0.027097
TEN5 | PR-REDUC | [5 empty] | PEN1: TEX5; PEN2: NTS RJ 1; PEN3: 0.002874; PEN4: 0.018245; PEN5: 0.021119
TEN6 | PR-RPBC | [5 empty] | PEN1: TEX6; PEN2: NTS RJ 2; PEN3: 0.0025642; PEN4: 0.018245; PEN5: 0.02081
TEN7 | PR-TECAB | 0.012643 | 0.0386 | 0.051243 |  |  | PEN1: TEX7; PEN2: NTS RJ 3; PEN3: 0.0028897; PEN4: 0.018245; PEN5: 0.021135
TEN8 | PR-GUARAREMA (INTERCONEXÃO) | 0.010107 | 0.0386 | 0.048707 |  |  | PEN1: TEX8; PEN2: NTS RJ 4; PEN3: 0.003294; PEN4: 0.018245; PEN5: 0.021539
TEN9 | PR-REPLAN (INTERCONEXÃO) | 0.013587 | 0.0386 | 0.052187 |  |  | PEN1: TEX9; PEN2: NTS RJ 5; PEN3: 0.00265; PEN4: 0.018245; PEN5: 0.020895
TEN10 | PR-TECAB (INTERCONEXÃO) | 0.012643 | 0.0386 | 0.051243 |  |  | PEN1: TEX10; PEN2: NTS SP 1; PEN3: 0.0046793; PEN4: 0.018245; PEN5: 0.022925
[7 empty] | TEX11 | NTS SP 2 | 0.0043975 | 0.018245 | 0.022643
[7 empty] | TEX12 | NTS SP 3 | 0.0060161 | 0.018245 | 0.024261
[7 empty] | TEX13 | NTS SP 4 | 0.00657 | 0.018245 | 0.024815
[7 empty] | TEX14 | PE-GUARAREMA (INTERCONEXÃO)
[7 empty] | TEX15 | PE-REPLAN (INTERCONEXÃO) | 0.0073827 | 0.018245 | 0.025628
[7 empty] | TEX16 | PE-TECAB (INTERCONEXÃO) | 0.0041365 | 0.018245 | 0.022382
Desconto na(s) Interconexão(ões) |  | 90%
Cálculo da receita arrecada nas interconexões, já considerando o desconto: | [6 empty] | PEN4: 0
| Interconexão | QDC (mil m³@9.400) | Tarifas sem Desconto (R$/MMBTu) | Tarifas com Desconto (R$/MMBTu) | Receita (R$)
| REPLAN - Entrada | 205 | 0.052187 | 0.0052187 | 14566.0751
| PE Guararema | 6000 | 0.048707 | 0.0048707 | 397895.1732
| Cabiunas - Entrada | 200 | 0.051243 | 0.0051243 | 13953.6739
| PR-GASPAJ | 305 | 0.052187 | 0.0052187 | 21671.4776
| REPLAN - Saida | 6824 | 0.025628 | 0.0025628 | 238112.0783
| Cabiunas - Saída | 200 | 0.022382 | 0.0022382 | 6094.7181
692293.1963
𝑃_(〖𝐸𝑁〗_𝑖= (𝐵𝐶_(〖𝐸𝑁〗_𝑖 ))/(∑▒〖𝐵𝐶〗_𝐸𝑁 ) )
𝑃_(〖𝐸𝑋〗_𝑗= 〖𝐵𝐶〗_(〖𝐸𝑋〗_𝑗 )/(∑▒〖𝐵𝐶〗_𝐸𝑋 ) )
〖𝐴𝐷〗_(〖𝐸𝑁〗_𝑖 )= ∑▒〖𝑃_(〖𝐸𝑋〗_𝑗 ) ∙ 𝐷_(〖𝐸𝑁〗_𝑖 〖𝐸𝑋〗_𝑗 ) 〗
〖𝐴𝐷〗_(〖𝐸𝑋〗_𝑗 )= ∑▒〖𝑃_(〖𝐸𝑁〗_𝑖 ) ∙ 𝐷_(〖𝐸𝑋〗_𝑗 〖𝐸𝑁〗_𝑖 ) 〗
𝑊_(〖𝐸𝑁〗_𝑖 )= (𝐵𝐶_(〖𝐸𝑁〗_𝑖 )∙ 〖𝐴𝐷〗_(〖𝐸𝑁〗_𝑖 ))/(∑▒〖〖𝐵𝐶〗_(〖𝐸𝑁〗_𝑖 )∙ 〖𝐴𝐷〗_(〖𝐸𝑁〗_𝑖 ) 〗)
𝑊_(〖𝐸𝑋〗_𝑗 )= (〖𝐵𝐶〗_(〖𝐸𝑋〗_𝑖 )∙ 〖𝐴𝐷〗_(〖𝐸𝑋〗_𝑖 ))/(∑▒〖〖𝐵𝐶〗_(〖𝐸𝑋〗_𝑖 )∙ 〖𝐴𝐷〗_(〖𝐸𝑋〗_𝑖 ) 〗)
𝑅_(〖𝐸𝑁〗_𝑖 )= 𝑊_(〖𝐸𝑁〗_𝑖 ) ∙ 𝑅_𝐸𝑁
𝑅_(〖𝐸𝑋〗_𝑗 )= 𝑊_(〖𝐸𝑋〗_𝑗 ) ∙ 𝑅_𝐸𝑋
𝑇_(〖𝐸𝑁〗_𝑖 )= 𝑅_(〖𝐸𝑁〗_𝑖 )/(𝐵𝐶_(〖𝐸𝑁〗_𝑖 ) )
𝑇_(〖𝐸𝑋〗_𝑖 )= 𝑅_(〖𝐸𝑋〗_𝑗 )/〖𝐵𝐶〗_(〖𝐸𝑋〗_𝑗 )

## CWD 2026 GASIG (com desc.)
| Cálculo da Tarifa de Entrada-Saída (Postal) |  |  |  |  | Ano Referência
2025
| Receita Total | Rtotal | 52.4065 | Milhões de Reais
| Receita para cálculo do desconto na interconexão |  | 51.7142 | Milhões de Reais | Subtraida a receita a ser arrecadada nas interconexões já considerando o desconto para redistribuição dessa "Receita descontada" entre os outros pontos da Rede NTS
70% | Receita Alocada para Entrada | Ren | 36.2364 | Milhões de Reais/ano | Receita na entrada já descontada da receita calculada para as interconexões de entrada na aba "CWD NTS (sem desconto)"
| Total da Reserva de Capacidade de Entrada Anual | BC∑En | 17933180 | Mil de m3 | 668946690.3992 | MMBTU
| Tarifa de Entrada Postal | Ten | 0.0020206 | R$/m3 | 0.054169 | R$/MMBtu
30% | Receita Alocada para Saída | Rex | 15.4777 | Milhões de Reais/ano | Receita na saída já descontada da receita calculada para as interconexões de saída na aba "CWD NTS (sem desconto)"
| Total da Reserva de Capacidade de Saída Anual | BC∑Ex | 15916555 | Mil de m3 | 593722183.6733 | MMBTU
| Tarifa de Saída Postal | Tex | 0.00097243 | R$/m3 | 0.026069 | R$/MMBtu
| Proporção Postal: | 80%
Step 1 | Define technical capacity at each entry and exit point; define forecasted booked capacity at each entry and exit point; [define (ex ante) the share of revenue to be collected from entry points and the share of revenue to be collected from exit points].
Variable | Description
CENi | Capacity at entry entry point i
CEXj | Capacity at exit entry point j
BCENi | Forecasted Booked Capacity at entry point i | [5 empty] | 37.3022
BCEXj | Forecasted Booked Capacity at exit point j | [5 empty] | 0.037302
|  | 2025 |  |  |  | 2025
|  | [Base diária] |  |  |  | [Base anual]
Code | Entrada | CENi [mil m³@9.400] | BCENi [mil m³@9.400] |  |  | CENi [MMBTU] | BCENi [MMBTU]
EN 01 | PR-CARAGUATATUBA | 20000 | 9427 |  |  | 272305906.7 | 128351389.123
EN 02 | PR-GNLBGB | 20000 | 20000 |  |  | 272305906.7 | 272305906.7
EN 03 | PR-ITABORAÍ | 18200 | 13439 |  |  | 247798375.097 | 182975954.0071
EN 04 | PR-GASPAJ (INTERCONEXÃO) |  |  | Remoção da capacidade nas interconexões |  | 0 | 0
EN 05 | PR-REDUC | 5000 | 0 |  |  | 68076476.675 | 0
EN 06 | PR-RPBC | 2200 | 0 |  |  | 29953649.737 | 0
EN 07 | PR-TECAB | 25160 | 6266 |  |  | 342560830.6286 | 85313440.5691
EN 08 | PR-GUARAREMA (INTERCONEXÃO) |  |  | Remoção da capacidade nas interconexões |  | 0 | 0
EN 09 | PR-REPLAN (INTERCONEXÃO) |  |  | Remoção da capacidade nas interconexões |  | 0 | 0
EN 10 | PR-TECAB (INTERCONEXÃO) |  |  | Remoção da capacidade nas interconexões |  | 0 | 0
|  | 90560 | 49132 |  |  | 1233001145.5376 | 668946690.3992
|  | 2025 |  |  |  | 2025
|  | [Base diária] |  |  |  | [Base anual]
Code | Zonas Saídas | CEXi [mil m³@9.400] | BCEXi [ml m³@9.400] |  |  | CEXi [MMBTU] | BCEXi [MMBTU]
EX1 | NTS MG 1 | 864.5 | 633 |  |  | 11770422.8171 | 8618481.9471
EX2 | NTS MG 2 | 1825.9 | 1098 |  |  | 24860167.7522 | 14949594.2778
EX3 | NTS MG 3 | 3040.95 | 2852 |  |  | 41403432.349 | 38830822.2954
EX4 | NTS MG 4 | 1187.5 | 305 |  |  | 16168163.2103 | 4152665.0772
EX5 | NTS RJ 1 | 21185 | 13624 |  |  | 288440031.672 | 185494783.644
EX6 | NTS RJ 2 | 11271.75 | 8403 |  |  | 153468205.1923 | 114409326.7
EX7 | NTS RJ 3 | 3249 | 2173 |  |  | 44236094.5434 | 29586036.763
EX8 | NTS RJ 4 | 498.75 | 283 |  |  | 6790628.5483 | 3853128.5798
EX9 | NTS RJ 5 | 3321.2 | 2116 |  |  | 45219118.8666 | 28809964.9289
EX10 | NTS SP 1 | 14292.75 | 1050 |  |  | 194600012.3993 | 14296060.1017
EX11 | NTS SP 2 | 3971 | 3003 |  |  | 54066337.7753 | 40886731.891
EX12 | NTS SP 3 | 9941.75 | 5584 |  |  | 135359862.3967 | 76027809.1506
EX13 | NTS SP 4 | 3809.5 | 2483 |  |  | 51867467.5787 | 33806778.3168
EX14 | PE-GUARAREMA (INTERCONEXÃO) |  |  | Remoção da capacidade nas interconexões |  | 0 | 0
EX15 | PE-REPLAN (INTERCONEXÃO) |  |  | Remoção da capacidade nas interconexões |  | 0 | 0
EX16 | PE-TECAB (INTERCONEXÃO) |  |  | Remoção da capacidade nas interconexões |  | 0 | 0
|  | 78459.55 | 43607 |  |  | 1068249945.1012 | 593722183.6733
Step 2 | Calculate distance between each entry point and each exit point in the system
Variable | Description
[DENiEXj] | Matrix of the distances from entrry i to exit j
|  | EN 01 | EN 02 | EN 03 | EN 04 | EN 05 | EN 06 | EN 07 | EN 08 | EN 09 | EN 10
|  | PR-CARAGUA-TATUBA | PR-GNLBGB | PR-ITABORAÍ | PR-GASPAJ | PR-REDUC | PR-RPBC | PR-TECAB | PR-GUARAREMA (INTERCONEXÃO) | PR-REPLAN (INTERCONEXÃO) | PR-TECAB (INTERCONEXÃO)
EX1 | NTS MG 1 | 447.1 | 251.935 | 301.357 | 550.255 | 133.933 | 519.083 | 432.233 | 412.92 | 550.255 | 432.233
EX2 | NTS MG 2 | 544.264 | 349.099 | 398.521 | 647.419 | 231.097 | 616.247 | 529.397 | 510.084 | 647.419 | 529.397
EX3 | NTS MG 3 | 661.4292 | 466.2642 | 515.6862 | 764.5842 | 348.2622 | 733.4122 | 646.5622 | 627.2492 | 764.5842 | 646.5622
EX4 | NTS MG 4 | 394.629 | 596.18 | 645.602 | 93.766 | 598.48 | 466.612 | 776.478 | 360.449 | 93.766 | 776.478
EX5 | NTS RJ 1 | 460.821 | 64.0913 | 75.0913 | 563.976 | 64.0913 | 530.1227 | 120.2693 | 423.9597 | 563.976 | 120.2693
EX6 | NTS RJ 2 | 352.801 | 46.098 | 95.52 | 456.316 | 45.9433 | 424.064 | 226.396 | 318.621 | 456.316 | 226.396
EX7 | NTS RJ 3 | 307.6236 | 92.7374 | 142.1594 | 448.949 | 89.9518 | 379.6066 | 273.0354 | 273.4436 | 448.949 | 273.0354
EX8 | NTS RJ 4 | 244.471 | 154.518 | 203.94 | 347.896 | 156.818 | 316.724 | 334.816 | 210.561 | 347.896 | 334.816
EX9 | NTS RJ 5 | 395.9185 | 36.5805 | 87.1525 | 499.0735 | 34.0805 | 463.8795 | 218.0285 | 357.719 | 499.0735 | 218.0285
EX10 | NTS SP 1 | 162.8428 | 343.1248 | 329.0532 | 222.2428 | 278.4492 | 234.8258 | 459.9292 | 128.6628 | 222.2428 | 459.9292
EX11 | NTS SP 2 | 77.568 | 319.4677 | 367.8097 | 221.0717 | 321.7677 | 151.7743 | 498.6857 | 45.6113 | 221.0717 | 498.6857
EX12 | NTS SP 3 | 176.6012 | 435.4332 | 483.808 | 337.0372 | 437.7332 | 46.044 | 614.684 | 70.3542 | 337.0372 | 614.684
EX13 | NTS SP 4 | 211.584 | 470.416 | 519.838 | 372.02 | 472.716 | 0.826 | 650.714 | 105.337 | 372.02 | 650.714
EX14 | PE-GUARAREMA (INTERCONEXÃO) | 106.247 | 365.079 | 414.501 | 266.683 | 367.379 | 106.163 | 545.377 | 0 | 266.683 | 545.377
EX15 | PE-REPLAN (INTERCONEXÃO) | 300.863 | 502.414 | 551.836 | 0 | 504.714 | 372.846 | 682.712 | 266.683 | 0 | 682.712
EX16 | PE-TECAB (INTERCONEXÃO) | 579.557 | 180.298 | 152.876 | 682.712 | 180.298 | 651.54 | 0 | 545.377 | 682.712 | 0
Step 3 | Calculate the proportion of forecasted booked entry (respectively exit) capacity at each point relative to the total forecasted booked entry (respectively exit) capacity;
Variable | Description
PENi | Proportion factor of entry point i
PEX j | Proportion factor of exit zone j
Formula:
[PENi] | Value |  | [PEXj] | Value |  | [PENi] | PEN1 | PEN2 | PEN3 | PEN4 | PEN5 | PEN6 | PEN7 | PEN8 | PEN9 | PEN10
PEN1 | 0.19187 |  | PEX1 | 0.014516 |  | Value | 0.19187 | 0.40707 | 0.27353 | 0 | 0 | 0 | 0.12753 | 0 | 0 | 0 | 1
PEN2 | 0.40707 |  | PEX2 | 0.025179
PEN3 | 0.27353 |  | PEX3 | 0.065402
PEN4 | 0 |  | PEX4 | 0.0069943
PEN5 | 0 |  | PEX5 | 0.31243
PEN6 | 0 |  | PEX6 | 0.1927
PEN7 | 0.12753 |  | PEX7 | 0.049831
PEN8 | 0 |  | PEX8 | 0.0064898
PEN9 | 0 |  | PEX9 | 0.048524
PEN10 | 0 |  | PEX10 | 0.024079
| 1 |  | PEX11 | 0.068865
|  |  | PEX12 | 0.12805
|  |  | PEX13 | 0.05694
|  |  | PEX14 | 0
|  |  | PEX15 | 0
|  |  | PEX16 | 0
1
Step 4 | For each entry point (respectively exit point) , calculate capacity-weighted average distance to all exit points (respectively entry points); average distance is weighted by forecasted booked capacity
Variable | Description
ADENi | Capacity weighted average distance from entry i
ADEXj | Capacity weighted average distance from entry j
Formula:
[ADENi] | Value |  | [ADEXi] | Value
ADEN1 | 358.2229 |  | ADEX1 | 325.8939
ADEN2 | 196.2241 |  | ADEX2 | 423.0579
ADEN3 | 231.9605 |  | ADEX3 | 540.2231
ADEN4 | 472.847 |  | ADEX4 | 594.0207
ADEN5 | 182.59 |  | ADEX5 | 150.3856
ADEN6 | 387.1539 |  | ADEX6 | 141.4578
ADEN7 | 336.0621 |  | ADEX7 | 170.4803
ADEN8 | 309.8331 |  | ADEX8 | 208.2898
ADEN9 | 472.847 |  | ADEX9 | 142.5007
ADEN10 | 336.0621 |  | ADEX10 | 319.5815
|  |  | ADEX11 | 309.1335
|  |  | ADEX12 | 421.8633
|  |  | ADEX13 | 457.2661
|  |  | ADEX14 | 351.9291
|  |  | ADEX15 | 500.2547
|  |  | ADEX16 | 226.4094
Step 5 | Determine the weight of each entry point (respectively exit point) as the ratio between the product of its forecasted booked capacity with its average distance and the sums of such products for all entry points (respectively exit point)
Variable | Description
WENi | Is the weight of entry point i
WEXj | Is the weight of exit point j
Formula:
[WENi] | Value |  | [WEXi] | Value
WEN1 | 0.26963 |  | WEX1 | 0.018558
WEN2 | 0.31334 |  | WEX2 | 0.041788
WEN3 | 0.2489 |  | WEX3 | 0.1386
WEN4 | 0 |  | WEX4 | 0.016299
WEN5 | 0 |  | WEX5 | 0.18431
WEN6 | 0 |  | WEX6 | 0.10693
WEN7 | 0.16813 |  | WEX7 | 0.033326
WEN8 | 0 |  | WEX8 | 0.0053028
WEN9 | 0 |  | WEX9 | 0.027126
WEN10 | 0 |  | WEX10 | 0.030187
| 1 |  | WEX11 | 0.083512
|  |  | WEX12 | 0.21192
|  |  | WEX13 | 0.10214
|  |  | WEX14 | 0
|  |  | WEX15 | 0
|  |  | WEX16 | 0
1
Step 6 | Allocate entry cost (respectively exit costs) by multiplying the total revenue to be collected from entry points by the weight of each entry point (respectively exit point)
Variable | Description
RENi | Is the revenue to be collected from entry point i
REXj | Is the revenue to be collected from exit point j
Formula:
[WENi] | Value |  | [WEXi] | Value
REN1 | 9.7704 |  | REX1 | 0.28723
REN2 | 11.3545 |  | REX2 | 0.64678
REN3 | 9.0191 |  | REX3 | 2.1452
REN4 | 0 |  | REX4 | 0.25226
REN5 | 0 |  | REX5 | 2.8528
REN6 | 0 |  | REX6 | 1.6551
REN7 | 6.0925 |  | REX7 | 0.51581
REN8 | 0 |  | REX8 | 0.082075
REN9 | 0 |  | REX9 | 0.41984
REN10 | 0 |  | REX10 | 0.46722
| 36.2364 |  | REX11 | 1.2926
|  |  | REX12 | 3.28
|  |  | REX13 | 1.5809
|  |  | REX14 | 0
|  |  | REX15 | 0
|  |  | REX16 | 0
15.4777
Step 7 | Determine tariffs by dividing revenue to be collected from a point by its forecasted booked capacity
Variable | Description
TENi | Is the tariff at entry point i
TEXj | Is the tariff at exit point j
Formula:
[TENi] | Ponto de Entrada | [TENi CWD] |  |  |  |  | PEN1: [TEXj]; PEN2: Zona de Saída; PEN3: [TEXj CWD]
TEN1 | PR-CARAGUATATUBA | 0.076122 |  |  |  |  | PEN1: TEX1; PEN2: NTS MG 1; PEN3: 0.033328
TEN2 | PR-GNLBGB | 0.041697 |  |  |  |  | PEN1: TEX2; PEN2: NTS MG 2; PEN3: 0.043264
TEN3 | PR-ITABORAÍ | 0.049291 |  |  |  |  | PEN1: TEX3; PEN2: NTS MG 3; PEN3: 0.055246
TEN4 | PR-GASPAJ (INTERCONEXÃO) | [5 empty] | PEN1: TEX4; PEN2: NTS MG 4; PEN3: 0.060748
TEN5 | PR-REDUC | [5 empty] | PEN1: TEX5; PEN2: NTS RJ 1; PEN3: 0.015379
TEN6 | PR-RPBC | [5 empty] | PEN1: TEX6; PEN2: NTS RJ 2; PEN3: 0.014466
TEN7 | PR-TECAB | 0.071413 |  |  |  |  | PEN1: TEX7; PEN2: NTS RJ 3; PEN3: 0.017434
TEN8 | PR-GUARAREMA (INTERCONEXÃO) | [5 empty] | PEN1: TEX8; PEN2: NTS RJ 4; PEN3: 0.021301
TEN9 | PR-REPLAN (INTERCONEXÃO) | [5 empty] | PEN1: TEX9; PEN2: NTS RJ 5; PEN3: 0.014573
TEN10 | PR-TECAB (INTERCONEXÃO) | [5 empty] | PEN1: TEX10; PEN2: NTS SP 1; PEN3: 0.032682
[7 empty] | TEX11 | NTS SP 2 | 0.031614
[7 empty] | TEX12 | NTS SP 3 | 0.043142
[7 empty] | TEX13 | NTS SP 4 | 0.046762
[7 empty] | TEX14 | PE-GUARAREMA (INTERCONEXÃO)
[7 empty] | TEX15 | PE-REPLAN (INTERCONEXÃO)
[7 empty] | TEX16 | PE-TECAB (INTERCONEXÃO)
[TENi] | Ponto de Entrada | [TENi CWD] | [TEN postal] | [TEN] | Check |  | [TEXj] | Zona de Saída | [TEXj CWD] | [TEX postal] | [TEX] | Check
TEN1 | PR-CARAGUATATUBA | 0.015224 | 0.043336 | 0.05856 | 7516248.9298 |  | TEX1 | NTS MG 1 | 0.0066655 | 0.020855 | 0.027521 | 237186.6494
TEN2 | PR-GNLBGB | 0.0083395 | 0.043336 | 0.051675 | 14071411.447 |  | TEX2 | NTS MG 2 | 0.0086528 | 0.020855 | 0.029508 | 441132.5514
TEN3 | PR-ITABORAÍ | 0.0098583 | 0.043336 | 0.053194 | 9733187.1964 |  | TEX3 | NTS MG 3 | 0.011049 | 0.020855 | 0.031904 | 1238873.1222
TEN4 | PR-GASPAJ (INTERCONEXÃO) |  | 0.043336 | 0.0052187 | 0 |  | TEX4 | NTS MG 4 | 0.01215 | 0.020855 | 0.033005 | 137057.4514
TEN5 | PR-REDUC | [5 empty] | TEX5 | NTS RJ 1 | 0.0030758 | 0.020855 | 0.023931 | 4439080.7078
TEN6 | PR-RPBC | [5 empty] | TEX6 | NTS RJ 2 | 0.0028932 | 0.020855 | 0.023748 | 2717041.526
TEN7 | PR-TECAB | 0.014283 | 0.043336 | 0.057618 | 4915598.7989 |  | TEX7 | NTS RJ 3 | 0.0034868 | 0.020855 | 0.024342 | 720183.979
TEN8 | PR-GUARAREMA (INTERCONEXÃO) |  |  | 0.0048707 |  |  | TEX8 | NTS RJ 4 | 0.0042602 | 0.020855 | 0.025115 | 96772.641
TEN9 | PR-REPLAN (INTERCONEXÃO) |  |  | 0.0052187 | 36236446.3721 |  | TEX9 | NTS RJ 5 | 0.0029146 | 0.020855 | 0.02377 | 684805.8417
TEN10 | PR-TECAB (INTERCONEXÃO) |  |  | 0.0051243 |  |  | TEX10 | NTS SP 1 | 0.0065364 | 0.020855 | 0.027392 | 391591.83
[7 empty] | TEX11 | NTS SP 2 | 0.0063227 | 0.020855 | 0.027178 | 1111215.4053
[7 empty] | TEX12 | NTS SP 3 | 0.0086284 | 0.020855 | 0.029484 | 2241570.6102
[7 empty] | TEX13 | NTS SP 4 | 0.0093525 | 0.020855 | 0.030208 | 1021223.5048
[7 empty] | TEX14 | PE-GUARAREMA (INTERCONEXÃO) |  |  | 0
[7 empty] | TEX15 | PE-REPLAN (INTERCONEXÃO) |  |  | 0.0025628 | 15477735.8201
[7 empty] | TEX16 | PE-TECAB (INTERCONEXÃO) |  |  | 0.0022382
Desconto na(s) Interconexão(ões) |  | 90%
Cálculo da receita arrecada nas interconexões, já considerando o desconto:
| Interconexão | QDC (mil m³@9.400) | Tarifas sem Desconto (R$/MMBTu) | Tarifas com Desconto (R$/MMBTu) | Receita (R$)
| REPLAN - Entrada | 205 | 0.052187 | 0.0052187 | 14566.0751
| PE Guararema | 6000 | 0.048707 | 0.0048707 | 397895.1732
| Cabiunas - Entrada | 200 | 0.051243 | 0.0051243 | 13953.6739
| PR-GASPAJ | 305 | 0.052187 | 0.0052187 | 21671.4776
| REPLAN - Saida | 6824 | 0.025628 | 0.0025628 | 238112.0783
| Cabiunas - Saída | 200 | 0.022382 | 0.0022382 | 6094.7181
692293.1963
|  |  |  | Receita Total | 52406475.3885
|  |  |  | Check | 0
𝑃_(〖𝐸𝑁〗_𝑖= 〖𝐵𝐶〗_(〖𝐸𝑁〗_𝑖 )/(∑▒〖𝐵𝐶〗_𝐸𝑁 ) )
𝑃_(〖𝐸𝑋〗_𝑗= 〖𝐵𝐶〗_(〖𝐸𝑋〗_𝑗 )/(∑▒〖𝐵𝐶〗_𝐸𝑋 ) )
〖𝐴𝐷〗_(〖𝐸𝑁〗_𝑖 )= ∑▒〖𝑃_(〖𝐸𝑋〗_𝑗 ) ∙ 𝐷_(〖𝐸𝑁〗_𝑖 〖𝐸𝑋〗_𝑗 ) 〗
〖𝐴𝐷〗_(〖𝐸𝑋〗_𝑗 )= ∑▒〖𝑃_(〖𝐸𝑁〗_𝑖 ) ∙ 𝐷_(〖𝐸𝑋〗_𝑗 〖𝐸𝑁〗_𝑖 ) 〗
𝑊_(〖𝐸𝑁〗_𝑖 )= (〖𝐵𝐶〗_(〖𝐸𝑁〗_𝑖 )∙ 〖𝐴𝐷〗_(〖𝐸𝑁〗_𝑖 ))/(∑▒〖〖𝐵𝐶〗_(〖𝐸𝑁〗_𝑖 )∙ 〖𝐴𝐷〗_(〖𝐸𝑁〗_𝑖 ) 〗)
𝑊_(〖𝐸𝑋〗_𝑗 )= (〖𝐵𝐶〗_(〖𝐸𝑋〗_𝑖 )∙ 〖𝐴𝐷〗_(〖𝐸𝑋〗_𝑖 ))/(∑▒〖〖𝐵𝐶〗_(〖𝐸𝑋〗_𝑖 )∙ 〖𝐴𝐷〗_(〖𝐸𝑋〗_𝑖 ) 〗)
𝑅_(〖𝐸𝑁〗_𝑖 )= 𝑊_(〖𝐸𝑁〗_𝑖 ) ∙ 𝑅_𝐸𝑁
𝑅_(〖𝐸𝑋〗_𝑗 )= 𝑊_(〖𝐸𝑋〗_𝑗 ) ∙ 𝑅_𝐸𝑋
𝑇_(〖𝐸𝑁〗_𝑖 )= 𝑅_(〖𝐸𝑁〗_𝑖 )/〖𝐵𝐶〗_(〖𝐸𝑁〗_𝑖 )
𝑇_(〖𝐸𝑋〗_𝑖 )= 𝑅_(〖𝐸𝑋〗_𝑗 )/(𝐵𝐶_(〖𝐸𝑋〗_𝑗 ) )

## Tarifa Ponderada GASIG 2026
Code | Entrada | BC [MMBTU] | T | R |  |  |  |  | PR-CARAGUATATUBA | PR-GNLBGB | PR-ITABORAÍ | PR-GASPAJ (INTERCONEXÃO) | PR-REDUC | PR-RPBC | PR-TECAB | PR-GUARAREMA (INTERCONEXÃO) | PR-REPLAN (INTERCONEXÃO) | PR-TECAB (INTERCONEXÃO)
TEN1 | PR-CARAGUATATUBA | 128351389.123 | 0.05856 | 7516248.9298 |  |  |  | MG | 0.089427 | 0.082542 | 0.084061 | 0.036086 |  |  | 0.088485 | 0.035738 | 0.036086 | 0.035991
TEN2 | PR-GNLBGB | 272305906.7 | 0.051675 | 14071411.447 |  |  |  | RJ | 0.082467 | 0.075582 | 0.0771 | 0.029125 |  |  | 0.081525 | 0.028777 | 0.029125 | 0.029031
TEN3 | PR-ITABORAÍ | 182975954.0071 | 0.053194 | 9733187.1964 |  |  |  | SP | 0.087439 | 0.080554 | 0.082073 | 0.034098 |  |  | 0.086497 | 0.03375 | 0.034098 | 0.034004
TEN4 | PR-GASPAJ (INTERCONEXÃO) | 4152665.0772 | 0.0052187 | 21671.4776 |  |  |  | PE-GUARAREMA (INTERCONEXÃO)
TEN5 | PR-REDUC | 0 | [5 empty] | PE-REPLAN (INTERCONEXÃO) | 0.061123 | 0.054238 | 0.055757 | 0.0077815 |  |  | 0.060181 | 0.0074335 | 0.0077815 | 0.0076871
TEN6 | PR-RPBC | 0 | [5 empty] | PE-TECAB (INTERCONEXÃO) | 0.060798 | 0.053913 | 0.055432 | 0.0074569 |  |  | 0.059856 | 0.0071089 | 0.0074569 | 0.0073625
TEN7 | PR-TECAB | 85313440.5691 | 0.057618 | 4915598.7989
TEN8 | PR-GUARAREMA (INTERCONEXÃO) | 81691772.01 | 0.0048707 | 397895.1732
TEN9 | PR-REPLAN (INTERCONEXÃO) | 2791135.5437 | 0.0052187 | 14566.0751
TEN10 | PR-TECAB (INTERCONEXÃO) | 2723059.067 | 0.0051243 | 13953.6739
36684532.772
Code | Zonas Saídas | BC [MMBTU] | BC total UF | T | R | R total UF | T UF
TEX1 | NTS MG 1 | 8618481.9471 |  | 0.027521 | 237186.6494
TEX2 | NTS MG 2 | 14949594.2778 |  | 0.029508 | 441132.5514
TEX3 | NTS MG 3 | 38830822.2954 |  | 0.031904 | 1238873.1222
TEX4 | NTS MG 4 | 4152665.0772 | 66551563.5975 | 0.033005 | 137057.4514 | 2054249.7744 | 0.030867
TEX5 | NTS RJ 1 | 185494783.644 |  | 0.023931 | 4439080.7078
TEX6 | NTS RJ 2 | 114409326.7 |  | 0.023748 | 2717041.526
TEX7 | NTS RJ 3 | 29586036.763 |  | 0.024342 | 720183.979
TEX8 | NTS RJ 4 | 3853128.5798 |  | 0.025115 | 96772.641
TEX9 | NTS RJ 5 | 28809964.9289 | 362153240.6157 | 0.02377 | 684805.8417 | 8657884.6954 | 0.023907
TEX10 | NTS SP 1 | 14296060.1017 |  | 0.027392 | 391591.83
TEX11 | NTS SP 2 | 40886731.891 |  | 0.027178 | 1111215.4053
TEX12 | NTS SP 3 | 76027809.1506 |  | 0.029484 | 2241570.6102
TEX13 | NTS SP 4 | 33806778.3168 | 165017379.4602 | 0.030208 | 1021223.5048 | 4765601.3503 | 0.028879
TEX14 | PE-GUARAREMA (INTERCONEXÃO) | 0 | 0 | 0 | 0 | 0
TEX15 | PE-REPLAN (INTERCONEXÃO) | 92910775.366 | 92910775.366 | 0.0025628 | 238112.0783 | 238112.0783 | 0.0025628
TEX16 | PE-TECAB (INTERCONEXÃO) | 2723059.067 | 2723059.067 | 0.0022382 | 6094.7181 | 6094.7181 | 0.0022382
|  | 689356018.1064 | 689356018.1064 |  | 15721942.6166 | 15721942.6166
Tponderada
| MG | 0.030867
| RJ | 0.023907
| SP | 0.028879
PE-GUARAREMA (INTERCONEXÃO)
| PE-REPLAN (INTERCONEXÃO) | 0.0025628
| PE-TECAB (INTERCONEXÃO) | 0.0022382

## CWD 2026 Legados (sem desc.)
| Cálculo da Tarifa de Entrada-Saída (Postal) |  |  |  |  | Ano Referência
|  |  | Sem aplicação da Conta Regulatória |  |  | 2025
| Receita Total | Rtotal | 7216.062 | Milhões de Reais
70% | Receita Alocada para Entrada | Ren | 5051.2434 | Milhões de Reais/ano
| Total da Reserva de Capacidade de Entrada Anual | BC∑En | 25260555 | Mil de m3 | 942273744.2493 | MMBTU
| Tarifa de Entrada Postal | Ten | 0.19997 | R$/m3 | 5.3607 | R$/MMBtu
30% | Receita Alocada para Saída | Rex | 2164.8186 | Milhões de Reais/ano
| Total da Reserva de Capacidade de Saída Anual | BC∑Ex | 21312715 | Mil de m3 | 795010709.906 | MMBTU
| Tarifa de Saída Postal | Tex | 0.10157 | R$/m3 | 2.723 | R$/MMBtu
| Proporção Postal: | 80%
Step 1 | Define technical capacity at each entry and exit point; define forecasted booked capacity at each entry and exit point; [define (ex ante) the share of revenue to be collected from entry points and the share of revenue to be collected from exit points].
Variable | Description
CENi | Capacity at entry entry point i
CEXj | Capacity at exit entry point j
BCENi | Forecasted Booked Capacity at entry point i | [5 empty] | 37.3022
BCEXj | Forecasted Booked Capacity at exit point j | [5 empty] | 0.037302
|  | 2025 |  |  |  | 2025
|  | [Base diária] |  |  |  | [Base anual]
Code | Entrada | CENi [mil m³@9.400] | BCENi [mil m³@9.400] |  |  | CENi [MMBTU] | BCENi [MMBTU]
EN 01 | PR-CARAGUATATUBA | 20000 | 14178 |  |  | 272305906.7 | 193037657.2596
EN 02 | PR-GNLBGB | 20000 | 20000 |  |  | 272305906.7 | 272305906.7
EN 03 | PR-ITABORAÍ | 18200 | 13439 |  |  | 247798375.097 | 182975954.0071
EN 04 | PR-GASPAJ (INTERCONEXÃO) | 1250 | 335 |  |  | 17019119.1687 | 4561123.9372
EN 05 | PR-REDUC | 5000 | 0 |  |  | 68076476.675 | 0
EN 06 | PR-RPBC | 2200 | 0 |  |  | 29953649.737 | 0
EN 07 | PR-TECAB | 25160 | 14855 |  |  | 342560830.6286 | 202255212.2014
EN 08 | PR-GUARAREMA (INTERCONEXÃO) | 0 | 6000 |  |  | 0 | 81691772.01
EN 09 | PR-REPLAN (INTERCONEXÃO) | 0 | 200 |  |  | 0 | 2723059.067
EN 10 | PR-TECAB (INTERCONEXÃO) | 0 | 200 |  |  | 0 | 2723059.067
|  | 91810 | 69207 |  |  | 1250020264.7063 | 942273744.2493
|  | 2025 |  |  |  | 2025
|  | [Base diária] |  |  |  | [Base anual]
Code | Zonas Saídas | CEXi [mil m³@9.400] | BCEXi [ml m³@9.400] |  |  | CEXi [MMBTU] | BCEXi [MMBTU]
EX1 | NTS MG 1 | 864.5 | 607 |  |  | 11770422.8171 | 8264484.2683
EX2 | NTS MG 2 | 1825.9 | 1678 |  |  | 24860167.7522 | 22846465.5721
EX3 | NTS MG 3 | 3040.95 | 2737 |  |  | 41403432.349 | 37265063.3319
EX4 | NTS MG 4 | 1187.5 | 335 |  |  | 16168163.2103 | 4561123.9372
EX5 | NTS RJ 1 | 21185 | 17793 |  |  | 288440031.672 | 242256949.8957
EX6 | NTS RJ 2 | 11271.75 | 8406 |  |  | 153468205.1923 | 114450172.586
EX7 | NTS RJ 3 | 3249 | 1714 |  |  | 44236094.5434 | 23336616.2042
EX8 | NTS RJ 4 | 498.75 | 323 |  |  | 6790628.5483 | 4397740.3932
EX9 | NTS RJ 5 | 3321.2 | 2128 |  |  | 45219118.8666 | 28973348.4729
EX10 | NTS SP 1 | 14292.75 | 1237 |  |  | 194600012.3993 | 16842120.3294
EX11 | NTS SP 2 | 3971 | 2972 |  |  | 54066337.7753 | 40464657.7356
EX12 | NTS SP 3 | 9941.75 | 7969 |  |  | 135359862.3967 | 108500288.5246
EX13 | NTS SP 4 | 3809.5 | 3281 |  |  | 51867467.5787 | 44671783.9941
EX14 | PE-GUARAREMA (INTERCONEXÃO) | 0 | 0 |  |  | 0 | 0
EX15 | PE-REPLAN (INTERCONEXÃO) | 0 | 7011 |  |  | 0 | 95456835.5937
EX16 | PE-TECAB (INTERCONEXÃO) | 0 | 200 |  |  | 0 | 2723059.067
|  | 78459.55 | 58391 |  |  | 1068249945.1012 | 795010709.906
Step 2 | Calculate distance between each entry point and each exit point in the system
Variable | Description
[DENiEXj] | Matrix of the distances from entrry i to exit j
|  | EN 01 | EN 02 | EN 03 | EN 04 | EN 05 | EN 06 | EN 07 | EN 08 | EN 09 | EN 10
|  | PR-CARAGUA-TATUBA | PR-GNLBGB | PR-ITABORAÍ | PR-GASPAJ | PR-REDUC | PR-RPBC | PR-TECAB | PR-GUARAREMA (INTERCONEXÃO) | PR-REPLAN (INTERCONEXÃO) | PR-TECAB (INTERCONEXÃO)
EX1 | NTS MG 1 | 447.1 | 251.935 | 301.357 | 550.255 | 133.933 | 519.083 | 432.233 | 412.92 | 550.255 | 432.233
EX2 | NTS MG 2 | 544.264 | 349.099 | 398.521 | 647.419 | 231.097 | 616.247 | 529.397 | 510.084 | 647.419 | 529.397
EX3 | NTS MG 3 | 661.4292 | 466.2642 | 515.6862 | 764.5842 | 348.2622 | 733.4122 | 646.5622 | 627.2492 | 764.5842 | 646.5622
EX4 | NTS MG 4 | 394.629 | 596.18 | 645.602 | 93.766 | 598.48 | 466.612 | 776.478 | 360.449 | 93.766 | 776.478
EX5 | NTS RJ 1 | 460.821 | 64.0913 | 75.0913 | 563.976 | 64.0913 | 530.1227 | 120.2693 | 423.9597 | 563.976 | 120.2693
EX6 | NTS RJ 2 | 352.801 | 46.098 | 95.52 | 456.316 | 45.9433 | 424.064 | 226.396 | 318.621 | 456.316 | 226.396
EX7 | NTS RJ 3 | 307.6236 | 92.7374 | 142.1594 | 448.949 | 89.9518 | 379.6066 | 273.0354 | 273.4436 | 448.949 | 273.0354
EX8 | NTS RJ 4 | 244.471 | 154.518 | 203.94 | 347.896 | 156.818 | 316.724 | 334.816 | 210.561 | 347.896 | 334.816
EX9 | NTS RJ 5 | 395.9185 | 36.5805 | 87.1525 | 499.0735 | 34.0805 | 463.8795 | 218.0285 | 357.719 | 499.0735 | 218.0285
EX10 | NTS SP 1 | 162.8428 | 343.1248 | 329.0532 | 222.2428 | 278.4492 | 234.8258 | 459.9292 | 128.6628 | 222.2428 | 459.9292
EX11 | NTS SP 2 | 77.568 | 319.4677 | 367.8097 | 221.0717 | 321.7677 | 151.7743 | 498.6857 | 45.6113 | 221.0717 | 498.6857
EX12 | NTS SP 3 | 176.6012 | 435.4332 | 483.808 | 337.0372 | 437.7332 | 46.044 | 614.684 | 70.3542 | 337.0372 | 614.684
EX13 | NTS SP 4 | 211.584 | 470.416 | 519.838 | 372.02 | 472.716 | 0.826 | 650.714 | 105.337 | 372.02 | 650.714
EX14 | PE-GUARAREMA (INTERCONEXÃO) | 106.247 | 365.079 | 414.501 | 266.683 | 367.379 | 106.163 | 545.377 | 0 | 266.683 | 545.377
EX15 | PE-REPLAN (INTERCONEXÃO) | 300.863 | 502.414 | 551.836 | 0 | 504.714 | 372.846 | 682.712 | 266.683 | 0 | 682.712
EX16 | PE-TECAB (INTERCONEXÃO) | 579.557 | 180.298 | 152.876 | 682.712 | 180.298 | 651.54 | 0 | 545.377 | 682.712 | 0
Step 3 | Calculate the proportion of forecasted booked entry (respectively exit) capacity at each point relative to the total forecasted booked entry (respectively exit) capacity;
Variable | Description
PENi | Proportion factor of entry point i
PEX j | Proportion factor of exit zone j
Formula:
[PENi] | Value |  | [PEXj] | Value |  | [PENi] | PEN1 | PEN2 | PEN3 | PEN4 | PEN5 | PEN6 | PEN7 | PEN8 | PEN9 | PEN10
PEN1 | 0.20486 |  | PEX1 | 0.010395 |  | Value | 0.20486 | 0.28899 | 0.19419 | 0.0048406 | 0 | 0 | 0.21465 | 0.086696 | 0.0028899 | 0.0028899 | 1
PEN2 | 0.28899 |  | PEX2 | 0.028737
PEN3 | 0.19419 |  | PEX3 | 0.046874
PEN4 | 0.0048406 |  | PEX4 | 0.0057372
PEN5 | 0 |  | PEX5 | 0.30472
PEN6 | 0 |  | PEX6 | 0.14396
PEN7 | 0.21465 |  | PEX7 | 0.029354
PEN8 | 0.086696 |  | PEX8 | 0.0055317
PEN9 | 0.0028899 |  | PEX9 | 0.036444
PEN10 | 0.0028899 |  | PEX10 | 0.021185
| 1 |  | PEX11 | 0.050898
|  |  | PEX12 | 0.13648
|  |  | PEX13 | 0.05619
|  |  | PEX14 | 0
|  |  | PEX15 | 0.12007
|  |  | PEX16 | 0.0034252
1
Step 4 | For each entry point (respectively exit point) , calculate capacity-weighted average distance to all exit points (respectively entry points); average distance is weighted by forecasted booked capacity
Variable | Description
ADENi | Capacity weighted average distance from entry i
ADEXj | Capacity weighted average distance from entry j
Formula:
[ADENi] | Value |  | [ADEXi] | Value
ADEN1 | 351.0772 |  | ADEX1 | 356.9985
ADEN2 | 239.3343 |  | ADEX2 | 454.1625
ADEN3 | 275.284 |  | ADEX3 | 571.3277
ADEN4 | 416.7405 |  | ADEX4 | 579.3869
ADEN5 | 228.4824 |  | ADEX5 | 194.7872
ADEN6 | 378.5783 |  | ADEX6 | 184.5465
ADEN7 | 379.0741 |  | ADEX7 | 203.9983
ADEN8 | 302.1634 |  | ADEX8 | 228.118
ADEN9 | 416.7405 |  | ADEX9 | 190.9044
ADEN10 | 379.0741 |  | ADEX10 | 309.3407
|  |  | ADEX11 | 293.7819
|  |  | ADEX12 | 398.3834
|  |  | ADEX13 | 433.7973
|  |  | ADEX14 | 328.4603
|  |  | ADEX15 | 485.6209
|  |  | ADEX16 | 253.0804
Step 5 | Determine the weight of each entry point (respectively exit point) as the ratio between the product of its forecasted booked capacity with its average distance and the sums of such products for all entry points (respectively exit point)
Variable | Description
WENi | Is the weight of entry point i
WEXj | Is the weight of exit point j
Formula:
[WENi] | Value |  | [WEXi] | Value
WEN1 | 0.23472 |  | WEX1 | 0.012111
WEN2 | 0.22572 |  | WEX2 | 0.042593
WEN3 | 0.17445 |  | WEX3 | 0.087396
WEN4 | 0.0065832 |  | WEX4 | 0.010848
WEN5 | 0 |  | WEX5 | 0.1937
WEN6 | 0 |  | WEX6 | 0.086701
WEN7 | 0.26554 |  | WEX7 | 0.019542
WEN8 | 0.085491 |  | WEX8 | 0.0041181
WEN9 | 0.0039303 |  | WEX9 | 0.022705
WEN10 | 0.003575 |  | WEX10 | 0.021386
| 1 |  | WEX11 | 0.048798
|  |  | WEX12 | 0.17743
|  |  | WEX13 | 0.079547
|  |  | WEX14 | 0
|  |  | WEX15 | 0.19029
|  |  | WEX16 | 0.0028289
1
Step 6 | Allocate entry cost (respectively exit costs) by multiplying the total revenue to be collected from entry points by the weight of each entry point (respectively exit point)
Variable | Description
RENi | Is the revenue to be collected from entry point i
REXj | Is the revenue to be collected from exit point j
Formula:
[WENi] | Value |  | [WEXi] | Value
REN1 | 1185.6128 |  | REX1 | 26.2185
REN2 | 1140.1453 |  | REX2 | 92.2053
REN3 | 881.1974 |  | REX3 | 189.1963
REN4 | 33.2534 |  | REX4 | 23.4837
REN5 | 0 |  | REX5 | 419.3361
REN6 | 0 |  | REX6 | 187.6929
REN7 | 1341.2879 |  | REX7 | 42.3048
REN8 | 431.8355 |  | REX8 | 8.9149
REN9 | 19.8528 |  | REX9 | 49.1519
REN10 | 18.0584 |  | REX10 | 46.2977
| 5051.2434 |  | REX11 | 105.6395
|  |  | REX12 | 384.1118
|  |  | REX13 | 172.205
|  |  | REX14 | 0
|  |  | REX15 | 411.9362
|  |  | REX16 | 6.1241
2164.8186
Step 7 | Determine tariffs by dividing revenue to be collected from a point by its forecasted booked capacity
Variable | Description
TENi | Is the tariff at entry point i
TEXj | Is the tariff at exit point j
Formula:
[TENi] | Ponto de Entrada | [TENi CWD] |  |  |  |  | PEN1: [TEXj]; PEN2: Zona de Saída; PEN3: [TEXj CWD]
TEN1 | PR-CARAGUATATUBA | 6.1419 |  |  |  |  | PEN1: TEX1; PEN2: NTS MG 1; PEN3: 3.1724
TEN2 | PR-GNLBGB | 4.187 |  |  |  |  | PEN1: TEX2; PEN2: NTS MG 2; PEN3: 4.0359
TEN3 | PR-ITABORAÍ | 4.8159 |  |  |  |  | PEN1: TEX3; PEN2: NTS MG 3; PEN3: 5.077
TEN4 | PR-GASPAJ (INTERCONEXÃO) | 7.2906 |  |  |  |  | PEN1: TEX4; PEN2: NTS MG 4; PEN3: 5.1487
TEN5 | PR-REDUC | [5 empty] | PEN1: TEX5; PEN2: NTS RJ 1; PEN3: 1.731
TEN6 | PR-RPBC | [5 empty] | PEN1: TEX6; PEN2: NTS RJ 2; PEN3: 1.64
TEN7 | PR-TECAB | 6.6317 |  |  |  |  | PEN1: TEX7; PEN2: NTS RJ 3; PEN3: 1.8128
TEN8 | PR-GUARAREMA (INTERCONEXÃO) | 5.2862 |  |  |  |  | PEN1: TEX8; PEN2: NTS RJ 4; PEN3: 2.0271
TEN9 | PR-REPLAN (INTERCONEXÃO) | 7.2906 |  |  |  |  | PEN1: TEX9; PEN2: NTS RJ 5; PEN3: 1.6965
TEN10 | PR-TECAB (INTERCONEXÃO) | 6.6317 |  |  |  |  | PEN1: TEX10; PEN2: NTS SP 1; PEN3: 2.7489
[7 empty] | TEX11 | NTS SP 2 | 2.6107
[7 empty] | TEX12 | NTS SP 3 | 3.5402
[7 empty] | TEX13 | NTS SP 4 | 3.8549
[7 empty] | TEX14 | PE-GUARAREMA (INTERCONEXÃO)
[7 empty] | TEX15 | PE-REPLAN (INTERCONEXÃO) | 4.3154
[7 empty] | TEX16 | PE-TECAB (INTERCONEXÃO) | 2.249
[TENi] | Ponto de Entrada | [TENi CWD] | [TEN postal] | [TEN] |  |  | PEN1: [TEXj]; PEN2: Zona de Saída; PEN3: [TEXj CWD]; PEN4: [TEX postal]; PEN5: [TEX]
TEN1 | PR-CARAGUATATUBA | 1.2284 | 4.2886 | 5.5169 |  |  | PEN1: TEX1; PEN2: NTS MG 1; PEN3: 0.63449; PEN4: 2.1784; PEN5: 2.8129
TEN2 | PR-GNLBGB | 0.8374 | 4.2886 | 5.126 |  |  | PEN1: TEX2; PEN2: NTS MG 2; PEN3: 0.80717; PEN4: 2.1784; PEN5: 2.9856
TEN3 | PR-ITABORAÍ | 0.96318 | 4.2886 | 5.2517 |  |  | PEN1: TEX3; PEN2: NTS MG 3; PEN3: 1.0154; PEN4: 2.1784; PEN5: 3.1938
TEN4 | PR-GASPAJ (INTERCONEXÃO) | 1.4581 | 4.2886 | 5.7467 |  |  | PEN1: TEX4; PEN2: NTS MG 4; PEN3: 1.0297; PEN4: 2.1784; PEN5: 3.2081
TEN5 | PR-REDUC | [5 empty] | PEN1: TEX5; PEN2: NTS RJ 1; PEN3: 0.34619; PEN4: 2.1784; PEN5: 2.5246
TEN6 | PR-RPBC | [5 empty] | PEN1: TEX6; PEN2: NTS RJ 2; PEN3: 0.32799; PEN4: 2.1784; PEN5: 2.5064
TEN7 | PR-TECAB | 1.3263 | 4.2886 | 5.6149 |  |  | PEN1: TEX7; PEN2: NTS RJ 3; PEN3: 0.36256; PEN4: 2.1784; PEN5: 2.541
TEN8 | PR-GUARAREMA (INTERCONEXÃO) | 1.0572 | 4.2886 | 5.3458 |  |  | PEN1: TEX8; PEN2: NTS RJ 4; PEN3: 0.40543; PEN4: 2.1784; PEN5: 2.5838
TEN9 | PR-REPLAN (INTERCONEXÃO) | 1.4581 | 4.2886 | 5.7467 |  |  | PEN1: TEX9; PEN2: NTS RJ 5; PEN3: 0.33929; PEN4: 2.1784; PEN5: 2.5177
TEN10 | PR-TECAB (INTERCONEXÃO) | 1.3263 | 4.2886 | 5.6149 |  |  | PEN1: TEX10; PEN2: NTS SP 1; PEN3: 0.54978; PEN4: 2.1784; PEN5: 2.7282
[7 empty] | TEX11 | NTS SP 2 | 0.52213 | 2.1784 | 2.7005
[7 empty] | TEX12 | NTS SP 3 | 0.70804 | 2.1784 | 2.8864
[7 empty] | TEX13 | NTS SP 4 | 0.77098 | 2.1784 | 2.9494
[7 empty] | TEX14 | PE-GUARAREMA (INTERCONEXÃO)
[7 empty] | TEX15 | PE-REPLAN (INTERCONEXÃO) | 0.86308 | 2.1784 | 3.0415
[7 empty] | TEX16 | PE-TECAB (INTERCONEXÃO) | 0.44979 | 2.1784 | 2.6282
Desconto na(s) Interconexão(ões) |  | 90%
Cálculo da receita arrecada nas interconexões, já considerando o desconto: | [6 empty] | PEN4: 0
| Interconexão | QDC (mil m³@9.400) | Tarifas sem Desconto (R$/MMBTu) | Tarifas com Desconto (R$/MMBTu) | Receita (R$)
| REPLAN - Entrada | 200 | 5.7467 | 0.57467 | 1564854.713
| PE Guararema | 6000 | 5.3458 | 0.53458 | 43670693.15
| Cabiunas - Entrada | 200 | 5.6149 | 0.56149 | 1528967.4749
| PR-GASPAJ | 335 | 5.7467 | 0.57467 | 2621131.6443
| REPLAN - Saida | 7011 | 3.0415 | 0.30415 | 29033083.3938
| Cabiunas - Saída | 200 | 2.6282 | 0.26282 | 715674.0531
79134404.4291
𝑃_(〖𝐸𝑁〗_𝑖= (𝐵𝐶_(〖𝐸𝑁〗_𝑖 ))/(∑▒〖𝐵𝐶〗_𝐸𝑁 ) )
𝑃_(〖𝐸𝑋〗_𝑗= 〖𝐵𝐶〗_(〖𝐸𝑋〗_𝑗 )/(∑▒〖𝐵𝐶〗_𝐸𝑋 ) )
〖𝐴𝐷〗_(〖𝐸𝑁〗_𝑖 )= ∑▒〖𝑃_(〖𝐸𝑋〗_𝑗 ) ∙ 𝐷_(〖𝐸𝑁〗_𝑖 〖𝐸𝑋〗_𝑗 ) 〗
〖𝐴𝐷〗_(〖𝐸𝑋〗_𝑗 )= ∑▒〖𝑃_(〖𝐸𝑁〗_𝑖 ) ∙ 𝐷_(〖𝐸𝑋〗_𝑗 〖𝐸𝑁〗_𝑖 ) 〗
𝑊_(〖𝐸𝑁〗_𝑖 )= (𝐵𝐶_(〖𝐸𝑁〗_𝑖 )∙ 〖𝐴𝐷〗_(〖𝐸𝑁〗_𝑖 ))/(∑▒〖〖𝐵𝐶〗_(〖𝐸𝑁〗_𝑖 )∙ 〖𝐴𝐷〗_(〖𝐸𝑁〗_𝑖 ) 〗)
𝑊_(〖𝐸𝑋〗_𝑗 )= (〖𝐵𝐶〗_(〖𝐸𝑋〗_𝑖 )∙ 〖𝐴𝐷〗_(〖𝐸𝑋〗_𝑖 ))/(∑▒〖〖𝐵𝐶〗_(〖𝐸𝑋〗_𝑖 )∙ 〖𝐴𝐷〗_(〖𝐸𝑋〗_𝑖 ) 〗)
𝑅_(〖𝐸𝑁〗_𝑖 )= 𝑊_(〖𝐸𝑁〗_𝑖 ) ∙ 𝑅_𝐸𝑁
𝑅_(〖𝐸𝑋〗_𝑗 )= 𝑊_(〖𝐸𝑋〗_𝑗 ) ∙ 𝑅_𝐸𝑋
𝑇_(〖𝐸𝑁〗_𝑖 )= 𝑅_(〖𝐸𝑁〗_𝑖 )/(𝐵𝐶_(〖𝐸𝑁〗_𝑖 ) )
𝑇_(〖𝐸𝑋〗_𝑖 )= 𝑅_(〖𝐸𝑋〗_𝑗 )/〖𝐵𝐶〗_(〖𝐸𝑋〗_𝑗 )

## CWD 2026 Legados (com desc.)
| Cálculo da Tarifa de Entrada-Saída (Postal) |  |  |  |  | Ano Referência
|  |  | Sem aplicação da Conta Regulatória |  |  | 2025
| Receita Total | Rtotal | 7216.062 | Milhões de Reais
| Receita para cálculo do desconto na interconexão |  | 7136.9276 | Milhões de Reais | Subtraida a receita a ser arrecadada nas interconexões já considerando o desconto para redistribuição dessa "Receita descontada" entre os outros pontos da Rede NTS
70% | Receita Alocada para Entrada | Ren | 5001.8577 | Milhões de Reais/ano | Receita na entrada já descontada da receita calculada para as interconexões de entrada na aba "CWD NTS (sem desconto)"
| Total da Reserva de Capacidade de Entrada Anual | BC∑En | 22802280 | Mil de m3 | 850574730.1681 | MMBTU
| Tarifa de Entrada Postal | Ten | 0.21936 | R$/m3 | 5.8806 | R$/MMBtu
30% | Receita Alocada para Saída | Rex | 2135.0698 | Milhões de Reais/ano | Receita na saída já descontada da receita calculada para as interconexões de saída na aba "CWD NTS (sem desconto)"
| Total da Reserva de Capacidade de Saída Anual | BC∑Ex | 18680700 | Mil de m3 | 696830815.2453 | MMBTU
| Tarifa de Saída Postal | Tex | 0.11429 | R$/m3 | 3.064 | R$/MMBtu
| Proporção Postal: | 80%
Step 1 | Define technical capacity at each entry and exit point; define forecasted booked capacity at each entry and exit point; [define (ex ante) the share of revenue to be collected from entry points and the share of revenue to be collected from exit points].
Variable | Description
CENi | Capacity at entry entry point i
CEXj | Capacity at exit entry point j
BCENi | Forecasted Booked Capacity at entry point i | [5 empty] | 37.3022
BCEXj | Forecasted Booked Capacity at exit point j | [5 empty] | 0.037302
|  | 2025 |  |  |  | 2025
|  | [Base diária] |  |  |  | [Base anual]
Code | Entrada | CENi [mil m³@9.400] | BCENi [mil m³@9.400] |  |  | CENi [MMBTU] | BCENi [MMBTU]
EN 01 | PR-CARAGUATATUBA | 20000 | 14178 |  |  | 272305906.7 | 193037657.2596
EN 02 | PR-GNLBGB | 20000 | 20000 |  |  | 272305906.7 | 272305906.7
EN 03 | PR-ITABORAÍ | 18200 | 13439 |  |  | 247798375.097 | 182975954.0071
EN 04 | PR-GASPAJ (INTERCONEXÃO) |  |  | Remoção da capacidade nas interconexões |  | 0 | 0
EN 05 | PR-REDUC | 5000 | 0 |  |  | 68076476.675 | 0
EN 06 | PR-RPBC | 2200 | 0 |  |  | 29953649.737 | 0
EN 07 | PR-TECAB | 25160 | 14855 |  |  | 342560830.6286 | 202255212.2014
EN 08 | PR-GUARAREMA (INTERCONEXÃO) |  |  | Remoção da capacidade nas interconexões |  | 0 | 0
EN 09 | PR-REPLAN (INTERCONEXÃO) |  |  | Remoção da capacidade nas interconexões |  | 0 | 0
EN 10 | PR-TECAB (INTERCONEXÃO) |  |  | Remoção da capacidade nas interconexões |  | 0 | 0
|  | 90560 | 62472 |  |  | 1233001145.5376 | 850574730.1681
|  | 2025 |  |  |  | 2025
|  | [Base diária] |  |  |  | [Base anual]
Code | Zonas Saídas | CEXi [mil m³@9.400] | BCEXi [ml m³@9.400] |  |  | CEXi [MMBTU] | BCEXi [MMBTU]
EX1 | NTS MG 1 | 864.5 | 607 |  |  | 11770422.8171 | 8264484.2683
EX2 | NTS MG 2 | 1825.9 | 1678 |  |  | 24860167.7522 | 22846465.5721
EX3 | NTS MG 3 | 3040.95 | 2737 |  |  | 41403432.349 | 37265063.3319
EX4 | NTS MG 4 | 1187.5 | 335 |  |  | 16168163.2103 | 4561123.9372
EX5 | NTS RJ 1 | 21185 | 17793 |  |  | 288440031.672 | 242256949.8957
EX6 | NTS RJ 2 | 11271.75 | 8406 |  |  | 153468205.1923 | 114450172.586
EX7 | NTS RJ 3 | 3249 | 1714 |  |  | 44236094.5434 | 23336616.2042
EX8 | NTS RJ 4 | 498.75 | 323 |  |  | 6790628.5483 | 4397740.3932
EX9 | NTS RJ 5 | 3321.2 | 2128 |  |  | 45219118.8666 | 28973348.4729
EX10 | NTS SP 1 | 14292.75 | 1237 |  |  | 194600012.3993 | 16842120.3294
EX11 | NTS SP 2 | 3971 | 2972 |  |  | 54066337.7753 | 40464657.7356
EX12 | NTS SP 3 | 9941.75 | 7969 |  |  | 135359862.3967 | 108500288.5246
EX13 | NTS SP 4 | 3809.5 | 3281 |  |  | 51867467.5787 | 44671783.9941
EX14 | PE-GUARAREMA (INTERCONEXÃO) |  |  | Remoção da capacidade nas interconexões |  | 0 | 0
EX15 | PE-REPLAN (INTERCONEXÃO) |  |  | Remoção da capacidade nas interconexões |  | 0 | 0
EX16 | PE-TECAB (INTERCONEXÃO) |  |  | Remoção da capacidade nas interconexões |  | 0 | 0
|  | 78459.55 | 51180 |  |  | 1068249945.1012 | 696830815.2453
Step 2 | Calculate distance between each entry point and each exit point in the system
Variable | Description
[DENiEXj] | Matrix of the distances from entrry i to exit j
|  | EN 01 | EN 02 | EN 03 | EN 04 | EN 05 | EN 06 | EN 07 | EN 08 | EN 09 | EN 10
|  | PR-CARAGUA-TATUBA | PR-GNLBGB | PR-ITABORAÍ | PR-GASPAJ | PR-REDUC | PR-RPBC | PR-TECAB | PR-GUARAREMA (INTERCONEXÃO) | PR-REPLAN (INTERCONEXÃO) | PR-TECAB (INTERCONEXÃO)
EX1 | NTS MG 1 | 447.1 | 251.935 | 301.357 | 550.255 | 133.933 | 519.083 | 432.233 | 412.92 | 550.255 | 432.233
EX2 | NTS MG 2 | 544.264 | 349.099 | 398.521 | 647.419 | 231.097 | 616.247 | 529.397 | 510.084 | 647.419 | 529.397
EX3 | NTS MG 3 | 661.4292 | 466.2642 | 515.6862 | 764.5842 | 348.2622 | 733.4122 | 646.5622 | 627.2492 | 764.5842 | 646.5622
EX4 | NTS MG 4 | 394.629 | 596.18 | 645.602 | 93.766 | 598.48 | 466.612 | 776.478 | 360.449 | 93.766 | 776.478
EX5 | NTS RJ 1 | 460.821 | 64.0913 | 75.0913 | 563.976 | 64.0913 | 530.1227 | 120.2693 | 423.9597 | 563.976 | 120.2693
EX6 | NTS RJ 2 | 352.801 | 46.098 | 95.52 | 456.316 | 45.9433 | 424.064 | 226.396 | 318.621 | 456.316 | 226.396
EX7 | NTS RJ 3 | 307.6236 | 92.7374 | 142.1594 | 448.949 | 89.9518 | 379.6066 | 273.0354 | 273.4436 | 448.949 | 273.0354
EX8 | NTS RJ 4 | 244.471 | 154.518 | 203.94 | 347.896 | 156.818 | 316.724 | 334.816 | 210.561 | 347.896 | 334.816
EX9 | NTS RJ 5 | 395.9185 | 36.5805 | 87.1525 | 499.0735 | 34.0805 | 463.8795 | 218.0285 | 357.719 | 499.0735 | 218.0285
EX10 | NTS SP 1 | 162.8428 | 343.1248 | 329.0532 | 222.2428 | 278.4492 | 234.8258 | 459.9292 | 128.6628 | 222.2428 | 459.9292
EX11 | NTS SP 2 | 77.568 | 319.4677 | 367.8097 | 221.0717 | 321.7677 | 151.7743 | 498.6857 | 45.6113 | 221.0717 | 498.6857
EX12 | NTS SP 3 | 176.6012 | 435.4332 | 483.808 | 337.0372 | 437.7332 | 46.044 | 614.684 | 70.3542 | 337.0372 | 614.684
EX13 | NTS SP 4 | 211.584 | 470.416 | 519.838 | 372.02 | 472.716 | 0.826 | 650.714 | 105.337 | 372.02 | 650.714
EX14 | PE-GUARAREMA (INTERCONEXÃO) | 106.247 | 365.079 | 414.501 | 266.683 | 367.379 | 106.163 | 545.377 | 0 | 266.683 | 545.377
EX15 | PE-REPLAN (INTERCONEXÃO) | 300.863 | 502.414 | 551.836 | 0 | 504.714 | 372.846 | 682.712 | 266.683 | 0 | 682.712
EX16 | PE-TECAB (INTERCONEXÃO) | 579.557 | 180.298 | 152.876 | 682.712 | 180.298 | 651.54 | 0 | 545.377 | 682.712 | 0
Step 3 | Calculate the proportion of forecasted booked entry (respectively exit) capacity at each point relative to the total forecasted booked entry (respectively exit) capacity;
Variable | Description
PENi | Proportion factor of entry point i
PEX j | Proportion factor of exit zone j
Formula:
[PENi] | Value |  | [PEXj] | Value |  | [PENi] | PEN1 | PEN2 | PEN3 | PEN4 | PEN5 | PEN6 | PEN7 | PEN8 | PEN9 | PEN10
PEN1 | 0.22695 |  | PEX1 | 0.01186 |  | Value | 0.22695 | 0.32014 | 0.21512 | 0 | 0 | 0 | 0.23779 | 0 | 0 | 0 | 1
PEN2 | 0.32014 |  | PEX2 | 0.032786
PEN3 | 0.21512 |  | PEX3 | 0.053478
PEN4 | 0 |  | PEX4 | 0.0065455
PEN5 | 0 |  | PEX5 | 0.34766
PEN6 | 0 |  | PEX6 | 0.16424
PEN7 | 0.23779 |  | PEX7 | 0.03349
PEN8 | 0 |  | PEX8 | 0.0063111
PEN9 | 0 |  | PEX9 | 0.041579
PEN10 | 0 |  | PEX10 | 0.02417
| 1 |  | PEX11 | 0.05807
|  |  | PEX12 | 0.15571
|  |  | PEX13 | 0.064107
|  |  | PEX14 | 0
|  |  | PEX15 | 0
|  |  | PEX16 | 0
1
Step 4 | For each entry point (respectively exit point) , calculate capacity-weighted average distance to all exit points (respectively entry points); average distance is weighted by forecasted booked capacity
Variable | Description
ADENi | Capacity weighted average distance from entry i
ADEXj | Capacity weighted average distance from entry j
Formula:
[ADENi] | Value |  | [ADEXi] | Value
ADEN1 | 357.063 |  | ADEX1 | 349.7317
ADEN2 | 203.5265 |  | ADEX2 | 446.8957
ADEN3 | 237.8783 |  | ADEX3 | 564.0609
ADEN4 | 472.7892 |  | ADEX4 | 603.9422
ADEN5 | 190.8305 |  | ADEX5 | 169.8537
ADEN6 | 378.2969 |  | ADEX6 | 169.2083
ADEN7 | 338.9609 |  | ADEX7 | 195.0099
ADEN8 | 306.0733 |  | ADEX8 | 228.4369
ADEN9 | 472.7892 |  | ADEX9 | 172.1571
ADEN10 | 338.9609 |  | ADEX10 | 326.9573
|  |  | ADEX11 | 317.5836
|  |  | ADEX12 | 429.7212
|  |  | ADEX13 | 465.1783
|  |  | ADEX14 | 359.8413
|  |  | ADEX15 | 510.1762
|  |  | ADEX16 | 222.1382
Step 5 | Determine the weight of each entry point (respectively exit point) as the ratio between the product of its forecasted booked capacity with its average distance and the sums of such products for all entry points (respectively exit point)
Variable | Description
WENi | Is the weight of entry point i
WEXj | Is the weight of exit point j
Formula:
[WENi] | Value |  | [WEXi] | Value
WEN1 | 0.29153 |  | WEX1 | 0.014922
WEN2 | 0.23441 |  | WEX2 | 0.052712
WEN3 | 0.1841 |  | WEX3 | 0.10852
WEN4 | 0 |  | WEX4 | 0.014222
WEN5 | 0 |  | WEX5 | 0.21244
WEN6 | 0 |  | WEX6 | 0.099981
WEN7 | 0.28996 |  | WEX7 | 0.023495
WEN8 | 0 |  | WEX8 | 0.0051865
WEN9 | 0 |  | WEX9 | 0.025752
WEN10 | 0 |  | WEX10 | 0.028429
| 1 |  | WEX11 | 0.066346
|  |  | WEX12 | 0.24071
|  |  | WEX13 | 0.10728
|  |  | WEX14 | 0
|  |  | WEX15 | 0
|  |  | WEX16 | 0
1
Step 6 | Allocate entry cost (respectively exit costs) by multiplying the total revenue to be collected from entry points by the weight of each entry point (respectively exit point)
Variable | Description
RENi | Is the revenue to be collected from entry point i
REXj | Is the revenue to be collected from exit point j
Formula:
[WENi] | Value |  | [WEXi] | Value
REN1 | 1458.191 |  | REX1 | 31.8599
REN2 | 1172.48 |  | REX2 | 112.543
REN3 | 920.8233 |  | REX3 | 231.6974
REN4 | 0 |  | REX4 | 30.3641
REN5 | 0 |  | REX5 | 453.5703
REN6 | 0 |  | REX6 | 213.4673
REN7 | 1450.3634 |  | REX7 | 50.1635
REN8 | 0 |  | REX8 | 11.0736
REN9 | 0 |  | REX9 | 54.9816
REN10 | 0 |  | REX10 | 60.6989
| 5001.8577 |  | REX11 | 141.6535
|  |  | REX12 | 513.9383
|  |  | REX13 | 229.0583
|  |  | REX14 | 0
|  |  | REX15 | 0
|  |  | REX16 | 0
2135.0698
Step 7 | Determine tariffs by dividing revenue to be collected from a point by its forecasted booked capacity
Variable | Description
TENi | Is the tariff at entry point i
TEXj | Is the tariff at exit point j
Formula:
[TENi] | Ponto de Entrada | [TENi CWD] |  |  |  |  | PEN1: [TEXj]; PEN2: Zona de Saída; PEN3: [TEXj CWD]
TEN1 | PR-CARAGUATATUBA | 7.5539 |  |  |  |  | PEN1: TEX1; PEN2: NTS MG 1; PEN3: 3.855
TEN2 | PR-GNLBGB | 4.3057 |  |  |  |  | PEN1: TEX2; PEN2: NTS MG 2; PEN3: 4.9261
TEN3 | PR-ITABORAÍ | 5.0325 |  |  |  |  | PEN1: TEX3; PEN2: NTS MG 3; PEN3: 6.2176
TEN4 | PR-GASPAJ (INTERCONEXÃO) | [5 empty] | PEN1: TEX4; PEN2: NTS MG 4; PEN3: 6.6572
TEN5 | PR-REDUC | [5 empty] | PEN1: TEX5; PEN2: NTS RJ 1; PEN3: 1.8723
TEN6 | PR-RPBC | [5 empty] | PEN1: TEX6; PEN2: NTS RJ 2; PEN3: 1.8652
TEN7 | PR-TECAB | 7.171 |  |  |  |  | PEN1: TEX7; PEN2: NTS RJ 3; PEN3: 2.1496
TEN8 | PR-GUARAREMA (INTERCONEXÃO) | [5 empty] | PEN1: TEX8; PEN2: NTS RJ 4; PEN3: 2.518
TEN9 | PR-REPLAN (INTERCONEXÃO) | [5 empty] | PEN1: TEX9; PEN2: NTS RJ 5; PEN3: 1.8977
TEN10 | PR-TECAB (INTERCONEXÃO) | [5 empty] | PEN1: TEX10; PEN2: NTS SP 1; PEN3: 3.604
[7 empty] | TEX11 | NTS SP 2 | 3.5007
[7 empty] | TEX12 | NTS SP 3 | 4.7367
[7 empty] | TEX13 | NTS SP 4 | 5.1276
[7 empty] | TEX14 | PE-GUARAREMA (INTERCONEXÃO)
[7 empty] | TEX15 | PE-REPLAN (INTERCONEXÃO)
[7 empty] | TEX16 | PE-TECAB (INTERCONEXÃO)
[TENi] | Ponto de Entrada | [TENi CWD] | [TEN postal] | [TEN] | Check |  | [TEXj] | Zona de Saída | [TEXj CWD] | [TEX postal] | [TEX] | Check
TEN1 | PR-CARAGUATATUBA | 1.5108 | 4.7044 | 6.2152 | 1199774190.9481 |  | TEX1 | NTS MG 1 | 0.77101 | 2.4512 | 3.2222 | 26629692.6962
TEN2 | PR-GNLBGB | 0.86115 | 4.7044 | 5.5656 | 1515545494.3908 |  | TEX2 | NTS MG 2 | 0.98521 | 2.4512 | 3.4364 | 78509343.4867
TEN3 | PR-ITABORAÍ | 1.0065 | 4.7044 | 5.7109 | 1044965868.5659 |  | TEX3 | NTS MG 3 | 1.2435 | 2.4512 | 3.6947 | 137682766.8395
TEN4 | PR-GASPAJ (INTERCONEXÃO) |  | 4.7044 | 0.57467 | 0 |  | TEX4 | NTS MG 4 | 1.3314 | 2.4512 | 3.7826 | 17252945.9269
TEN5 | PR-REDUC | [5 empty] | TEX5 | NTS RJ 1 | 0.37445 | 2.4512 | 2.8256 | 684528793.9572
TEN6 | PR-RPBC | [5 empty] | TEX6 | NTS RJ 2 | 0.37303 | 2.4512 | 2.8242 | 323231125.3008
TEN7 | PR-TECAB | 1.4342 | 4.7044 | 6.1386 | 1241572191.5501 |  | TEX7 | NTS RJ 3 | 0.42991 | 2.4512 | 2.8811 | 67234883.6528
TEN8 | PR-GUARAREMA (INTERCONEXÃO) |  |  | 0.53458 |  |  | TEX8 | NTS RJ 4 | 0.5036 | 2.4512 | 2.9548 | 12994363.4611
TEN9 | PR-REPLAN (INTERCONEXÃO) |  |  | 0.57467 | 5001857745.4549 |  | TEX9 | NTS RJ 5 | 0.37953 | 2.4512 | 2.8307 | 82015123.9595
TEN10 | PR-TECAB (INTERCONEXÃO) |  |  | 0.56149 |  |  | TEX10 | NTS SP 1 | 0.7208 | 2.4512 | 3.172 | 53422811.9156
[7 empty] | TEX11 | NTS SP 2 | 0.70013 | 2.4512 | 3.1513 | 127516748.4574
[7 empty] | TEX12 | NTS SP 3 | 0.94735 | 2.4512 | 3.3985 | 368741112.389
[7 empty] | TEX13 | NTS SP 4 | 1.0255 | 2.4512 | 3.4767 | 155310127.2694
[7 empty] | TEX14 | PE-GUARAREMA (INTERCONEXÃO) |  |  | 0
[7 empty] | TEX15 | PE-REPLAN (INTERCONEXÃO) |  |  | 0.30415 | 2135069839.3119
[7 empty] | TEX16 | PE-TECAB (INTERCONEXÃO) |  |  | 0.26282
Desconto na(s) Interconexão(ões) |  | 90%
Cálculo da receita arrecada nas interconexões, já considerando o desconto:
| Interconexão | QDC (mil m³@9.400) | Tarifas sem Desconto (R$/MMBTu) | Tarifas com Desconto (R$/MMBTu) | Receita (R$)
| REPLAN - Entrada | 200 | 5.7467 | 0.57467 | 1564854.713
| PE Guararema | 6000 | 5.3458 | 0.53458 | 43670693.15
| Cabiunas - Entrada | 200 | 5.6149 | 0.56149 | 1528967.4749
| PR-GASPAJ | 335 | 5.7467 | 0.57467 | 2621131.6443
| REPLAN - Saida | 7011 | 3.0415 | 0.30415 | 29033083.3938
| Cabiunas - Saída | 200 | 2.6282 | 0.26282 | 715674.0531
79134404.4291
|  |  |  | Receita Total | 7216061989.1959
|  |  |  | Check | 0
𝑃_(〖𝐸𝑁〗_𝑖= 〖𝐵𝐶〗_(〖𝐸𝑁〗_𝑖 )/(∑▒〖𝐵𝐶〗_𝐸𝑁 ) )
𝑃_(〖𝐸𝑋〗_𝑗= 〖𝐵𝐶〗_(〖𝐸𝑋〗_𝑗 )/(∑▒〖𝐵𝐶〗_𝐸𝑋 ) )
〖𝐴𝐷〗_(〖𝐸𝑁〗_𝑖 )= ∑▒〖𝑃_(〖𝐸𝑋〗_𝑗 ) ∙ 𝐷_(〖𝐸𝑁〗_𝑖 〖𝐸𝑋〗_𝑗 ) 〗
〖𝐴𝐷〗_(〖𝐸𝑋〗_𝑗 )= ∑▒〖𝑃_(〖𝐸𝑁〗_𝑖 ) ∙ 𝐷_(〖𝐸𝑋〗_𝑗 〖𝐸𝑁〗_𝑖 ) 〗
𝑊_(〖𝐸𝑁〗_𝑖 )= (〖𝐵𝐶〗_(〖𝐸𝑁〗_𝑖 )∙ 〖𝐴𝐷〗_(〖𝐸𝑁〗_𝑖 ))/(∑▒〖〖𝐵𝐶〗_(〖𝐸𝑁〗_𝑖 )∙ 〖𝐴𝐷〗_(〖𝐸𝑁〗_𝑖 ) 〗)
𝑊_(〖𝐸𝑋〗_𝑗 )= (〖𝐵𝐶〗_(〖𝐸𝑋〗_𝑖 )∙ 〖𝐴𝐷〗_(〖𝐸𝑋〗_𝑖 ))/(∑▒〖〖𝐵𝐶〗_(〖𝐸𝑋〗_𝑖 )∙ 〖𝐴𝐷〗_(〖𝐸𝑋〗_𝑖 ) 〗)
𝑅_(〖𝐸𝑁〗_𝑖 )= 𝑊_(〖𝐸𝑁〗_𝑖 ) ∙ 𝑅_𝐸𝑁
𝑅_(〖𝐸𝑋〗_𝑗 )= 𝑊_(〖𝐸𝑋〗_𝑗 ) ∙ 𝑅_𝐸𝑋
𝑇_(〖𝐸𝑁〗_𝑖 )= 𝑅_(〖𝐸𝑁〗_𝑖 )/〖𝐵𝐶〗_(〖𝐸𝑁〗_𝑖 )
𝑇_(〖𝐸𝑋〗_𝑖 )= 𝑅_(〖𝐸𝑋〗_𝑗 )/(𝐵𝐶_(〖𝐸𝑋〗_𝑗 ) )

## Tarifa Ponderada Legados 2026
Code | Entrada | BC [MMBTU] | T | R |  |  |  |  | PR-CARAGUATATUBA | PR-GNLBGB | PR-ITABORAÍ | PR-GASPAJ (INTERCONEXÃO) | PR-REDUC | PR-RPBC | PR-TECAB | PR-GUARAREMA (INTERCONEXÃO) | PR-REPLAN (INTERCONEXÃO) | PR-TECAB (INTERCONEXÃO)
TEN1 | PR-CARAGUATATUBA | 193037657.2596 | 6.2152 | 1199774190.9481 |  |  |  | MG | 9.781 | 9.1313 | 9.2767 | 4.1404 |  |  | 9.7044 | 4.1003 | 4.1404 | 4.1272
TEN2 | PR-GNLBGB | 272305906.7 | 5.5656 | 1515545494.3908 |  |  |  | RJ | 9.0453 | 8.3957 | 8.541 | 3.4048 |  |  | 8.9687 | 3.3647 | 3.4048 | 3.3916
TEN3 | PR-ITABORAÍ | 182975954.0071 | 5.7109 | 1044965868.5659 |  |  |  | SP | 9.5647 | 8.9151 | 9.0604 | 3.9241 |  |  | 9.4881 | 3.884 | 3.9241 | 3.911
TEN4 | PR-GASPAJ (INTERCONEXÃO) | 4561123.9372 | 0.57467 | 2621131.6443 |  |  |  | PE-GUARAREMA (INTERCONEXÃO)
TEN5 | PR-REDUC | 0 | [5 empty] | PE-REPLAN (INTERCONEXÃO) | 6.5194 | 5.8697 | 6.0151 | 0.87882 |  |  | 6.4428 | 0.83873 | 0.87882 | 0.86564
TEN6 | PR-RPBC | 0 | [5 empty] | PE-TECAB (INTERCONEXÃO) | 6.4781 | 5.8284 | 5.9738 | 0.83749 |  |  | 6.4015 | 0.7974 | 0.83749 | 0.82431
TEN7 | PR-TECAB | 202255212.2014 | 6.1386 | 1241572191.5501
TEN8 | PR-GUARAREMA (INTERCONEXÃO) | 81691772.01 | 0.53458 | 43670693.15
TEN9 | PR-REPLAN (INTERCONEXÃO) | 2723059.067 | 0.57467 | 1564854.713
TEN10 | PR-TECAB (INTERCONEXÃO) | 2723059.067 | 0.56149 | 1528967.4749
5051243392.4371
Code | Zonas Saídas | BC [MMBTU] | BC total UF | T | R | R total UF | T UF
TEX1 | NTS MG 1 | 8264484.2683 |  | 3.2222 | 26629692.6962
TEX2 | NTS MG 2 | 22846465.5721 |  | 3.4364 | 78509343.4867
TEX3 | NTS MG 3 | 37265063.3319 |  | 3.6947 | 137682766.8395
TEX4 | NTS MG 4 | 4561123.9372 | 72937137.1096 | 3.7826 | 17252945.9269 | 260074748.9492 | 3.5657
TEX5 | NTS RJ 1 | 242256949.8957 |  | 2.8256 | 684528793.9572
TEX6 | NTS RJ 2 | 114450172.586 |  | 2.8242 | 323231125.3008
TEX7 | NTS RJ 3 | 23336616.2042 |  | 2.8811 | 67234883.6528
TEX8 | NTS RJ 4 | 4397740.3932 |  | 2.9548 | 12994363.4611
TEX9 | NTS RJ 5 | 28973348.4729 | 413414827.5519 | 2.8307 | 82015123.9595 | 1170004290.3313 | 2.8301
TEX10 | NTS SP 1 | 16842120.3294 |  | 3.172 | 53422811.9156
TEX11 | NTS SP 2 | 40464657.7356 |  | 3.1513 | 127516748.4574
TEX12 | NTS SP 3 | 108500288.5246 |  | 3.3985 | 368741112.389
TEX13 | NTS SP 4 | 44671783.9941 | 210478850.5838 | 3.4767 | 155310127.2694 | 704990800.0314 | 3.3495
TEX14 | PE-GUARAREMA (INTERCONEXÃO) | 0 | 0 | 0 | 0 | 0
TEX15 | PE-REPLAN (INTERCONEXÃO) | 95456835.5937 | 95456835.5937 | 0.30415 | 29033083.3938 | 29033083.3938 | 0.30415
TEX16 | PE-TECAB (INTERCONEXÃO) | 2723059.067 | 2723059.067 | 0.26282 | 715674.0531 | 715674.0531 | 0.26282
|  | 795010709.906 | 795010709.906 |  | 2164818596.7588 | 2164818596.7588
Tponderada
| MG | 3.5657
| RJ | 2.8301
| SP | 3.3495
PE-GUARAREMA (INTERCONEXÃO)
| PE-REPLAN (INTERCONEXÃO) | 0.30415
| PE-TECAB (INTERCONEXÃO) | 0.26282

## CWD 2027 GASIG (sem desc.)
| Cálculo da Tarifa de Entrada-Saída (Postal) |  |  |  |  | Ano Referência
2025
| Receita Total | Rtotal | 52.4065 | Milhões de Reais
70% | Receita Alocada para Entrada | Ren | 36.6845 | Milhões de Reais/ano
| Total da Reserva de Capacidade de Entrada Anual | BC∑En | 20379775 | Mil de m3 | 760210015.0297 | MMBTU
| Tarifa de Entrada Postal | Ten | 0.0018 | R$/m3 | 0.048256 | R$/MMBtu
30% | Receita Alocada para Saída | Rex | 15.7219 | Milhões de Reais/ano
| Total da Reserva de Capacidade de Saída Anual | BC∑Ex | 18480315 | Mil de m3 | 689356018.1064 | MMBTU
| Tarifa de Saída Postal | Tex | 0.00085074 | R$/m3 | 0.022807 | R$/MMBtu
| Proporção Postal: | 80%
Step 1 | Define technical capacity at each entry and exit point; define forecasted booked capacity at each entry and exit point; [define (ex ante) the share of revenue to be collected from entry points and the share of revenue to be collected from exit points].
Variable | Description
CENi | Capacity at entry entry point i
CEXj | Capacity at exit entry point j
BCENi | Forecasted Booked Capacity at entry point i | [5 empty] | 37.3022
BCEXj | Forecasted Booked Capacity at exit point j | [5 empty] | 0.037302
|  | 2025 |  |  |  | 2025
|  | [Base diária] |  |  |  | [Base anual]
Code | Entrada | CENi [mil m³@9.400] | BCENi [mil m³@9.400] |  |  | CENi [MMBTU] | BCENi [MMBTU]
EN 01 | PR-CARAGUATATUBA | 20000 | 9427 |  |  | 272305906.7 | 128351389.123
EN 02 | PR-GNLBGB | 20000 | 20000 |  |  | 272305906.7 | 272305906.7
EN 03 | PR-ITABORAÍ | 18200 | 13432 |  |  | 247798375.097 | 182880646.9397
EN 04 | PR-GASPAJ (INTERCONEXÃO) | 1250 | 305 |  |  | 17019119.1687 | 4152665.0772
EN 05 | PR-REDUC | 5000 | 0 |  |  | 68076476.675 | 0
EN 06 | PR-RPBC | 2200 | 0 |  |  | 29953649.737 | 0
EN 07 | PR-TECAB | 25160 | 6266 |  |  | 342560830.6286 | 85313440.5691
EN 08 | PR-GUARAREMA (INTERCONEXÃO) | 0 | 6000 |  |  | 0 | 81691772.01
EN 09 | PR-REPLAN (INTERCONEXÃO) | 0 | 205 |  |  | 0 | 2791135.5437
EN 10 | PR-TECAB (INTERCONEXÃO) | 0 | 200 |  |  | 0 | 2723059.067
|  | 91810 | 55835 |  |  | 1250020264.7063 | 760210015.0297
|  | 2025 |  |  |  | 2025
|  | [Base diária] |  |  |  | [Base anual]
Code | Zonas Saídas | CEXi [mil m³@9.400] | BCEXi [ml m³@9.400] |  |  | CEXi [MMBTU] | BCEXi [MMBTU]
EX1 | NTS MG 1 | 864.5 | 633 |  |  | 11770422.8171 | 8618481.9471
EX2 | NTS MG 2 | 1825.9 | 1098 |  |  | 24860167.7522 | 14949594.2778
EX3 | NTS MG 3 | 3040.95 | 2852 |  |  | 41403432.349 | 38830822.2954
EX4 | NTS MG 4 | 1187.5 | 305 |  |  | 16168163.2103 | 4152665.0772
EX5 | NTS RJ 1 | 21185 | 13624 |  |  | 288440031.672 | 185494783.644
EX6 | NTS RJ 2 | 11271.75 | 8403 |  |  | 153468205.1923 | 114409326.7
EX7 | NTS RJ 3 | 3249 | 2173 |  |  | 44236094.5434 | 29586036.763
EX8 | NTS RJ 4 | 498.75 | 283 |  |  | 6790628.5483 | 3853128.5798
EX9 | NTS RJ 5 | 3321.2 | 2116 |  |  | 45219118.8666 | 28809964.9289
EX10 | NTS SP 1 | 14292.75 | 1050 |  |  | 194600012.3993 | 14296060.1017
EX11 | NTS SP 2 | 3971 | 3003 |  |  | 54066337.7753 | 40886731.891
EX12 | NTS SP 3 | 9941.75 | 5584 |  |  | 135359862.3967 | 76027809.1506
EX13 | NTS SP 4 | 3809.5 | 2483 |  |  | 51867467.5787 | 33806778.3168
EX14 | PE-GUARAREMA (INTERCONEXÃO) | 0 | 0 |  |  | 0 | 0
EX15 | PE-REPLAN (INTERCONEXÃO) | 0 | 6824 |  |  | 0 | 92910775.366
EX16 | PE-TECAB (INTERCONEXÃO) | 0 | 200 |  |  | 0 | 2723059.067
|  | 78459.55 | 50631 |  |  | 1068249945.1012 | 689356018.1064
Step 2 | Calculate distance between each entry point and each exit point in the system
Variable | Description
[DENiEXj] | Matrix of the distances from entrry i to exit j
|  | EN 01 | EN 02 | EN 03 | EN 04 | EN 05 | EN 06 | EN 07 | EN 08 | EN 09 | EN 10
|  | PR-CARAGUA-TATUBA | PR-GNLBGB | PR-ITABORAÍ | PR-GASPAJ | PR-REDUC | PR-RPBC | PR-TECAB | PR-GUARAREMA (INTERCONEXÃO) | PR-REPLAN (INTERCONEXÃO) | PR-TECAB (INTERCONEXÃO)
EX1 | NTS MG 1 | 447.1 | 251.935 | 301.357 | 550.255 | 133.933 | 519.083 | 432.233 | 412.92 | 550.255 | 432.233
EX2 | NTS MG 2 | 544.264 | 349.099 | 398.521 | 647.419 | 231.097 | 616.247 | 529.397 | 510.084 | 647.419 | 529.397
EX3 | NTS MG 3 | 661.4292 | 466.2642 | 515.6862 | 764.5842 | 348.2622 | 733.4122 | 646.5622 | 627.2492 | 764.5842 | 646.5622
EX4 | NTS MG 4 | 394.629 | 596.18 | 645.602 | 93.766 | 598.48 | 466.612 | 776.478 | 360.449 | 93.766 | 776.478
EX5 | NTS RJ 1 | 460.821 | 64.0913 | 75.0913 | 563.976 | 64.0913 | 530.1227 | 120.2693 | 423.9597 | 563.976 | 120.2693
EX6 | NTS RJ 2 | 352.801 | 46.098 | 95.52 | 456.316 | 45.9433 | 424.064 | 226.396 | 318.621 | 456.316 | 226.396
EX7 | NTS RJ 3 | 307.6236 | 92.7374 | 142.1594 | 448.949 | 89.9518 | 379.6066 | 273.0354 | 273.4436 | 448.949 | 273.0354
EX8 | NTS RJ 4 | 244.471 | 154.518 | 203.94 | 347.896 | 156.818 | 316.724 | 334.816 | 210.561 | 347.896 | 334.816
EX9 | NTS RJ 5 | 395.9185 | 36.5805 | 87.1525 | 499.0735 | 34.0805 | 463.8795 | 218.0285 | 357.719 | 499.0735 | 218.0285
EX10 | NTS SP 1 | 162.8428 | 343.1248 | 329.0532 | 222.2428 | 278.4492 | 234.8258 | 459.9292 | 128.6628 | 222.2428 | 459.9292
EX11 | NTS SP 2 | 77.568 | 319.4677 | 367.8097 | 221.0717 | 321.7677 | 151.7743 | 498.6857 | 45.6113 | 221.0717 | 498.6857
EX12 | NTS SP 3 | 176.6012 | 435.4332 | 483.808 | 337.0372 | 437.7332 | 46.044 | 614.684 | 70.3542 | 337.0372 | 614.684
EX13 | NTS SP 4 | 211.584 | 470.416 | 519.838 | 372.02 | 472.716 | 0.826 | 650.714 | 105.337 | 372.02 | 650.714
EX14 | PE-GUARAREMA (INTERCONEXÃO) | 106.247 | 365.079 | 414.501 | 266.683 | 367.379 | 106.163 | 545.377 | 0 | 266.683 | 545.377
EX15 | PE-REPLAN (INTERCONEXÃO) | 300.863 | 502.414 | 551.836 | 0 | 504.714 | 372.846 | 682.712 | 266.683 | 0 | 682.712
EX16 | PE-TECAB (INTERCONEXÃO) | 579.557 | 180.298 | 152.876 | 682.712 | 180.298 | 651.54 | 0 | 545.377 | 682.712 | 0
Step 3 | Calculate the proportion of forecasted booked entry (respectively exit) capacity at each point relative to the total forecasted booked entry (respectively exit) capacity;
Variable | Description
PENi | Proportion factor of entry point i
PEX j | Proportion factor of exit zone j
Formula:
[PENi] | Value |  | [PEXj] | Value |  | [PENi] | PEN1 | PEN2 | PEN3 | PEN4 | PEN5 | PEN6 | PEN7 | PEN8 | PEN9 | PEN10
PEN1 | 0.16884 |  | PEX1 | 0.012502 |  | Value | 0.16884 | 0.3582 | 0.24057 | 0.0054625 | 0 | 0 | 0.11222 | 0.10746 | 0.0036715 | 0.003582 | 1
PEN2 | 0.3582 |  | PEX2 | 0.021686
PEN3 | 0.24057 |  | PEX3 | 0.056329
PEN4 | 0.0054625 |  | PEX4 | 0.006024
PEN5 | 0 |  | PEX5 | 0.26908
PEN6 | 0 |  | PEX6 | 0.16597
PEN7 | 0.11222 |  | PEX7 | 0.042918
PEN8 | 0.10746 |  | PEX8 | 0.0055895
PEN9 | 0.0036715 |  | PEX9 | 0.041793
PEN10 | 0.003582 |  | PEX10 | 0.020738
| 1 |  | PEX11 | 0.059311
|  |  | PEX12 | 0.11029
|  |  | PEX13 | 0.049041
|  |  | PEX14 | 0
|  |  | PEX15 | 0.13478
|  |  | PEX16 | 0.0039501
1
Step 4 | For each entry point (respectively exit point) , calculate capacity-weighted average distance to all exit points (respectively entry points); average distance is weighted by forecasted booked capacity
Variable | Description
ADENi | Capacity weighted average distance from entry i
ADEXj | Capacity weighted average distance from entry j
Formula:
[ADENi] | Value |  | [ADEXi] | Value
ADEN1 | 351.3663 |  | ADEX1 | 337.679
ADEN2 | 237.4292 |  | ADEX2 | 434.843
ADEN3 | 274.7606 |  | ADEX3 | 552.0082
ADEN4 | 409.9461 |  | ADEX4 | 564.9989
ADEN5 | 225.9965 |  | ADEX5 | 183.4631
ADEN6 | 386.2699 |  | ADEX6 | 163.6816
ADEN7 | 381.4558 |  | ADEX7 | 184.4591
ADEN8 | 304.9478 |  | ADEX8 | 210.2628
ADEN9 | 409.9461 |  | ADEX9 | 169.1624
ADEN10 | 381.4558 |  | ADEX10 | 298.6779
|  |  | ADEX11 | 280.6828
|  |  | ADEX12 | 383.9985
|  |  | ADEX13 | 419.3544
|  |  | ADEX14 | 314.0174
|  |  | ADEX15 | 471.2329
|  |  | ADEX16 | 264.0516
Step 5 | Determine the weight of each entry point (respectively exit point) as the ratio between the product of its forecasted booked capacity with its average distance and the sums of such products for all entry points (respectively exit point)
Variable | Description
WENi | Is the weight of entry point i
WEXj | Is the weight of exit point j
Formula:
[WENi] | Value |  | [WEXi] | Value
WEN1 | 0.20375 |  | WEX1 | 0.0145
WEN2 | 0.2921 |  | WEX2 | 0.032389
WEN3 | 0.22702 |  | WEX3 | 0.1068
WEN4 | 0.0076912 |  | WEX4 | 0.01169
WEN5 | 0 |  | WEX5 | 0.16955
WEN6 | 0 |  | WEX6 | 0.093302
WEN7 | 0.14703 |  | WEX7 | 0.02719
WEN8 | 0.11255 |  | WEX8 | 0.0040365
WEN9 | 0.0051695 |  | WEX9 | 0.024282
WEN10 | 0.0046929 |  | WEX10 | 0.021274
| 1 |  | WEX11 | 0.057178
|  |  | WEX12 | 0.14546
|  |  | WEX13 | 0.070634
|  |  | WEX14 | 0
|  |  | WEX15 | 0.21814
|  |  | WEX16 | 0.0035824
1
Step 6 | Allocate entry cost (respectively exit costs) by multiplying the total revenue to be collected from entry points by the weight of each entry point (respectively exit point)
Variable | Description
RENi | Is the revenue to be collected from entry point i
REXj | Is the revenue to be collected from exit point j
Formula:
[WENi] | Value |  | [WEXi] | Value
REN1 | 7.4745 |  | REX1 | 0.22797
REN2 | 10.7155 |  | REX2 | 0.50921
REN3 | 8.3281 |  | REX3 | 1.679
REN4 | 0.28215 |  | REX4 | 0.18378
REN5 | 0 |  | REX5 | 2.6657
REN6 | 0 |  | REX6 | 1.4669
REN7 | 5.3937 |  | REX7 | 0.42749
REN8 | 4.1288 |  | REX8 | 0.063462
REN9 | 0.18964 |  | REX9 | 0.38175
REN10 | 0.17216 |  | REX10 | 0.33447
| 36.6845 |  | REX11 | 0.89895
|  |  | REX12 | 2.2868
|  |  | REX13 | 1.1105
|  |  | REX14 | 0
|  |  | REX15 | 3.4295
|  |  | REX16 | 0.056322
15.7219
Step 7 | Determine tariffs by dividing revenue to be collected from a point by its forecasted booked capacity
Variable | Description
TENi | Is the tariff at entry point i
TEXj | Is the tariff at exit point j
Formula:
[TENi] | Ponto de Entrada | [TENi CWD] |  |  |  |  | PEN1: [TEXj]; PEN2: Zona de Saída; PEN3: [TEXj CWD]
TEN1 | PR-CARAGUATATUBA | 0.058235 |  |  |  |  | PEN1: TEX1; PEN2: NTS MG 1; PEN3: 0.026451
TEN2 | PR-GNLBGB | 0.039351 |  |  |  |  | PEN1: TEX2; PEN2: NTS MG 2; PEN3: 0.034062
TEN3 | PR-ITABORAÍ | 0.045538 |  |  |  |  | PEN1: TEX3; PEN2: NTS MG 3; PEN3: 0.04324
TEN4 | PR-GASPAJ (INTERCONEXÃO) | 0.067944 |  |  |  |  | PEN1: TEX4; PEN2: NTS MG 4; PEN3: 0.044257
TEN5 | PR-REDUC | [5 empty] | PEN1: TEX5; PEN2: NTS RJ 1; PEN3: 0.014371
TEN6 | PR-RPBC | [5 empty] | PEN1: TEX6; PEN2: NTS RJ 2; PEN3: 0.012821
TEN7 | PR-TECAB | 0.063222 |  |  |  |  | PEN1: TEX7; PEN2: NTS RJ 3; PEN3: 0.014449
TEN8 | PR-GUARAREMA (INTERCONEXÃO) | 0.050541 |  |  |  |  | PEN1: TEX8; PEN2: NTS RJ 4; PEN3: 0.01647
TEN9 | PR-REPLAN (INTERCONEXÃO) | 0.067944 |  |  |  |  | PEN1: TEX9; PEN2: NTS RJ 5; PEN3: 0.013251
TEN10 | PR-TECAB (INTERCONEXÃO) | 0.063222 |  |  |  |  | PEN1: TEX10; PEN2: NTS SP 1; PEN3: 0.023396
[7 empty] | TEX11 | NTS SP 2 | 0.021986
[7 empty] | TEX12 | NTS SP 3 | 0.030079
[7 empty] | TEX13 | NTS SP 4 | 0.032849
[7 empty] | TEX14 | PE-GUARAREMA (INTERCONEXÃO)
[7 empty] | TEX15 | PE-REPLAN (INTERCONEXÃO) | 0.036912
[7 empty] | TEX16 | PE-TECAB (INTERCONEXÃO) | 0.020684
[TENi] | Ponto de Entrada | [TENi CWD] | [TEN postal] | [TEN] |  |  | PEN1: [TEXj]; PEN2: Zona de Saída; PEN3: [TEXj CWD]; PEN4: [TEX postal]; PEN5: [TEX]
TEN1 | PR-CARAGUATATUBA | 0.011647 | 0.038605 | 0.050252 |  |  | PEN1: TEX1; PEN2: NTS MG 1; PEN3: 0.0052902; PEN4: 0.018245; PEN5: 0.023536
TEN2 | PR-GNLBGB | 0.0078702 | 0.038605 | 0.046475 |  |  | PEN1: TEX2; PEN2: NTS MG 2; PEN3: 0.0068124; PEN4: 0.018245; PEN5: 0.025058
TEN3 | PR-ITABORAÍ | 0.0091077 | 0.038605 | 0.047712 |  |  | PEN1: TEX3; PEN2: NTS MG 3; PEN3: 0.0086479; PEN4: 0.018245; PEN5: 0.026893
TEN4 | PR-GASPAJ (INTERCONEXÃO) | 0.013589 | 0.038605 | 0.052193 |  |  | PEN1: TEX4; PEN2: NTS MG 4; PEN3: 0.0088514; PEN4: 0.018245; PEN5: 0.027097
TEN5 | PR-REDUC | [5 empty] | PEN1: TEX5; PEN2: NTS RJ 1; PEN3: 0.0028742; PEN4: 0.018245; PEN5: 0.02112
TEN6 | PR-RPBC | [5 empty] | PEN1: TEX6; PEN2: NTS RJ 2; PEN3: 0.0025643; PEN4: 0.018245; PEN5: 0.02081
TEN7 | PR-TECAB | 0.012644 | 0.038605 | 0.051249 |  |  | PEN1: TEX7; PEN2: NTS RJ 3; PEN3: 0.0028898; PEN4: 0.018245; PEN5: 0.021135
TEN8 | PR-GUARAREMA (INTERCONEXÃO) | 0.010108 | 0.038605 | 0.048713 |  |  | PEN1: TEX8; PEN2: NTS RJ 4; PEN3: 0.003294; PEN4: 0.018245; PEN5: 0.021539
TEN9 | PR-REPLAN (INTERCONEXÃO) | 0.013589 | 0.038605 | 0.052193 |  |  | PEN1: TEX9; PEN2: NTS RJ 5; PEN3: 0.0026501; PEN4: 0.018245; PEN5: 0.020896
TEN10 | PR-TECAB (INTERCONEXÃO) | 0.012644 | 0.038605 | 0.051249 |  |  | PEN1: TEX10; PEN2: NTS SP 1; PEN3: 0.0046792; PEN4: 0.018245; PEN5: 0.022925
[7 empty] | TEX11 | NTS SP 2 | 0.0043972 | 0.018245 | 0.022643
[7 empty] | TEX12 | NTS SP 3 | 0.0060158 | 0.018245 | 0.024261
[7 empty] | TEX13 | NTS SP 4 | 0.0065697 | 0.018245 | 0.024815
[7 empty] | TEX14 | PE-GUARAREMA (INTERCONEXÃO)
[7 empty] | TEX15 | PE-REPLAN (INTERCONEXÃO) | 0.0073825 | 0.018245 | 0.025628
[7 empty] | TEX16 | PE-TECAB (INTERCONEXÃO) | 0.0041367 | 0.018245 | 0.022382
Desconto na(s) Interconexão(ões) |  | 90%
Cálculo da receita arrecada nas interconexões, já considerando o desconto: | [6 empty] | PEN4: 0
| Interconexão | QDC (mil m³@9.400) | Tarifas sem Desconto (R$/MMBTu) | Tarifas com Desconto (R$/MMBTu) | Receita (R$)
| REPLAN - Entrada | 205 | 0.052193 | 0.0052193 | 14567.8745
| PE Guararema | 6000 | 0.048713 | 0.0048713 | 397944.4742
| Cabiunas - Entrada | 200 | 0.051249 | 0.0051249 | 13955.399
| PR-GASPAJ | 305 | 0.052193 | 0.0052193 | 21674.1547
| REPLAN - Saida | 6824 | 0.025628 | 0.0025628 | 238110.1234
| Cabiunas - Saída | 200 | 0.022382 | 0.0022382 | 6094.7696
692346.7954
𝑃_(〖𝐸𝑁〗_𝑖= (𝐵𝐶_(〖𝐸𝑁〗_𝑖 ))/(∑▒〖𝐵𝐶〗_𝐸𝑁 ) )
𝑃_(〖𝐸𝑋〗_𝑗= 〖𝐵𝐶〗_(〖𝐸𝑋〗_𝑗 )/(∑▒〖𝐵𝐶〗_𝐸𝑋 ) )
〖𝐴𝐷〗_(〖𝐸𝑁〗_𝑖 )= ∑▒〖𝑃_(〖𝐸𝑋〗_𝑗 ) ∙ 𝐷_(〖𝐸𝑁〗_𝑖 〖𝐸𝑋〗_𝑗 ) 〗
〖𝐴𝐷〗_(〖𝐸𝑋〗_𝑗 )= ∑▒〖𝑃_(〖𝐸𝑁〗_𝑖 ) ∙ 𝐷_(〖𝐸𝑋〗_𝑗 〖𝐸𝑁〗_𝑖 ) 〗
𝑊_(〖𝐸𝑁〗_𝑖 )= (𝐵𝐶_(〖𝐸𝑁〗_𝑖 )∙ 〖𝐴𝐷〗_(〖𝐸𝑁〗_𝑖 ))/(∑▒〖〖𝐵𝐶〗_(〖𝐸𝑁〗_𝑖 )∙ 〖𝐴𝐷〗_(〖𝐸𝑁〗_𝑖 ) 〗)
𝑊_(〖𝐸𝑋〗_𝑗 )= (〖𝐵𝐶〗_(〖𝐸𝑋〗_𝑖 )∙ 〖𝐴𝐷〗_(〖𝐸𝑋〗_𝑖 ))/(∑▒〖〖𝐵𝐶〗_(〖𝐸𝑋〗_𝑖 )∙ 〖𝐴𝐷〗_(〖𝐸𝑋〗_𝑖 ) 〗)
𝑅_(〖𝐸𝑁〗_𝑖 )= 𝑊_(〖𝐸𝑁〗_𝑖 ) ∙ 𝑅_𝐸𝑁
𝑅_(〖𝐸𝑋〗_𝑗 )= 𝑊_(〖𝐸𝑋〗_𝑗 ) ∙ 𝑅_𝐸𝑋
𝑇_(〖𝐸𝑁〗_𝑖 )= 𝑅_(〖𝐸𝑁〗_𝑖 )/(𝐵𝐶_(〖𝐸𝑁〗_𝑖 ) )
𝑇_(〖𝐸𝑋〗_𝑖 )= 𝑅_(〖𝐸𝑋〗_𝑗 )/〖𝐵𝐶〗_(〖𝐸𝑋〗_𝑗 )

## CWD 2027 GASIG (com desc.)
| Cálculo da Tarifa de Entrada-Saída (Postal) |  |  |  |  | Ano Referência
2025
| Receita Total | Rtotal | 52.4065 | Milhões de Reais
| Receita para cálculo do desconto na interconexão |  | 51.7141 | Milhões de Reais | Subtraida a receita a ser arrecadada nas interconexões já considerando o desconto para redistribuição dessa "Receita descontada" entre os outros pontos da Rede NTS
70% | Receita Alocada para Entrada | Ren | 36.2364 | Milhões de Reais/ano | Receita na entrada já descontada da receita calculada para as interconexões de entrada na aba "CWD NTS (sem desconto)"
| Total da Reserva de Capacidade de Entrada Anual | BC∑En | 17930625 | Mil de m3 | 668851383.3319 | MMBTU
| Tarifa de Entrada Postal | Ten | 0.0020209 | R$/m3 | 0.054177 | R$/MMBtu
30% | Receita Alocada para Saída | Rex | 15.4777 | Milhões de Reais/ano | Receita na saída já descontada da receita calculada para as interconexões de saída na aba "CWD NTS (sem desconto)"
| Total da Reserva de Capacidade de Saída Anual | BC∑Ex | 15916555 | Mil de m3 | 593722183.6733 | MMBTU
| Tarifa de Saída Postal | Tex | 0.00097243 | R$/m3 | 0.026069 | R$/MMBtu
| Proporção Postal: | 80%
Step 1 | Define technical capacity at each entry and exit point; define forecasted booked capacity at each entry and exit point; [define (ex ante) the share of revenue to be collected from entry points and the share of revenue to be collected from exit points].
Variable | Description
CENi | Capacity at entry entry point i
CEXj | Capacity at exit entry point j
BCENi | Forecasted Booked Capacity at entry point i | [5 empty] | 37.3022
BCEXj | Forecasted Booked Capacity at exit point j | [5 empty] | 0.037302
|  | 2025 |  |  |  | 2025
|  | [Base diária] |  |  |  | [Base anual]
Code | Entrada | CENi [mil m³@9.400] | BCENi [mil m³@9.400] |  |  | CENi [MMBTU] | BCENi [MMBTU]
EN 01 | PR-CARAGUATATUBA | 20000 | 9427 |  |  | 272305906.7 | 128351389.123
EN 02 | PR-GNLBGB | 20000 | 20000 |  |  | 272305906.7 | 272305906.7
EN 03 | PR-ITABORAÍ | 18200 | 13432 |  |  | 247798375.097 | 182880646.9397
EN 04 | PR-GASPAJ (INTERCONEXÃO) |  |  | Remoção da capacidade nas interconexões |  | 0 | 0
EN 05 | PR-REDUC | 5000 | 0 |  |  | 68076476.675 | 0
EN 06 | PR-RPBC | 2200 | 0 |  |  | 29953649.737 | 0
EN 07 | PR-TECAB | 25160 | 6266 |  |  | 342560830.6286 | 85313440.5691
EN 08 | PR-GUARAREMA (INTERCONEXÃO) |  |  | Remoção da capacidade nas interconexões |  | 0 | 0
EN 09 | PR-REPLAN (INTERCONEXÃO) |  |  | Remoção da capacidade nas interconexões |  | 0 | 0
EN 10 | PR-TECAB (INTERCONEXÃO) |  |  | Remoção da capacidade nas interconexões |  | 0 | 0
|  | 90560 | 49125 |  |  | 1233001145.5376 | 668851383.3319
|  | 2025 |  |  |  | 2025
|  | [Base diária] |  |  |  | [Base anual]
Code | Zonas Saídas | CEXi [mil m³@9.400] | BCEXi [ml m³@9.400] |  |  | CEXi [MMBTU] | BCEXi [MMBTU]
EX1 | NTS MG 1 | 864.5 | 633 |  |  | 11770422.8171 | 8618481.9471
EX2 | NTS MG 2 | 1825.9 | 1098 |  |  | 24860167.7522 | 14949594.2778
EX3 | NTS MG 3 | 3040.95 | 2852 |  |  | 41403432.349 | 38830822.2954
EX4 | NTS MG 4 | 1187.5 | 305 |  |  | 16168163.2103 | 4152665.0772
EX5 | NTS RJ 1 | 21185 | 13624 |  |  | 288440031.672 | 185494783.644
EX6 | NTS RJ 2 | 11271.75 | 8403 |  |  | 153468205.1923 | 114409326.7
EX7 | NTS RJ 3 | 3249 | 2173 |  |  | 44236094.5434 | 29586036.763
EX8 | NTS RJ 4 | 498.75 | 283 |  |  | 6790628.5483 | 3853128.5798
EX9 | NTS RJ 5 | 3321.2 | 2116 |  |  | 45219118.8666 | 28809964.9289
EX10 | NTS SP 1 | 14292.75 | 1050 |  |  | 194600012.3993 | 14296060.1017
EX11 | NTS SP 2 | 3971 | 3003 |  |  | 54066337.7753 | 40886731.891
EX12 | NTS SP 3 | 9941.75 | 5584 |  |  | 135359862.3967 | 76027809.1506
EX13 | NTS SP 4 | 3809.5 | 2483 |  |  | 51867467.5787 | 33806778.3168
EX14 | PE-GUARAREMA (INTERCONEXÃO) |  |  | Remoção da capacidade nas interconexões |  | 0 | 0
EX15 | PE-REPLAN (INTERCONEXÃO) |  |  | Remoção da capacidade nas interconexões |  | 0 | 0
EX16 | PE-TECAB (INTERCONEXÃO) |  |  | Remoção da capacidade nas interconexões |  | 0 | 0
|  | 78459.55 | 43607 |  |  | 1068249945.1012 | 593722183.6733
Step 2 | Calculate distance between each entry point and each exit point in the system
Variable | Description
[DENiEXj] | Matrix of the distances from entrry i to exit j
|  | EN 01 | EN 02 | EN 03 | EN 04 | EN 05 | EN 06 | EN 07 | EN 08 | EN 09 | EN 10
|  | PR-CARAGUA-TATUBA | PR-GNLBGB | PR-ITABORAÍ | PR-GASPAJ | PR-REDUC | PR-RPBC | PR-TECAB | PR-GUARAREMA (INTERCONEXÃO) | PR-REPLAN (INTERCONEXÃO) | PR-TECAB (INTERCONEXÃO)
EX1 | NTS MG 1 | 447.1 | 251.935 | 301.357 | 550.255 | 133.933 | 519.083 | 432.233 | 412.92 | 550.255 | 432.233
EX2 | NTS MG 2 | 544.264 | 349.099 | 398.521 | 647.419 | 231.097 | 616.247 | 529.397 | 510.084 | 647.419 | 529.397
EX3 | NTS MG 3 | 661.4292 | 466.2642 | 515.6862 | 764.5842 | 348.2622 | 733.4122 | 646.5622 | 627.2492 | 764.5842 | 646.5622
EX4 | NTS MG 4 | 394.629 | 596.18 | 645.602 | 93.766 | 598.48 | 466.612 | 776.478 | 360.449 | 93.766 | 776.478
EX5 | NTS RJ 1 | 460.821 | 64.0913 | 75.0913 | 563.976 | 64.0913 | 530.1227 | 120.2693 | 423.9597 | 563.976 | 120.2693
EX6 | NTS RJ 2 | 352.801 | 46.098 | 95.52 | 456.316 | 45.9433 | 424.064 | 226.396 | 318.621 | 456.316 | 226.396
EX7 | NTS RJ 3 | 307.6236 | 92.7374 | 142.1594 | 448.949 | 89.9518 | 379.6066 | 273.0354 | 273.4436 | 448.949 | 273.0354
EX8 | NTS RJ 4 | 244.471 | 154.518 | 203.94 | 347.896 | 156.818 | 316.724 | 334.816 | 210.561 | 347.896 | 334.816
EX9 | NTS RJ 5 | 395.9185 | 36.5805 | 87.1525 | 499.0735 | 34.0805 | 463.8795 | 218.0285 | 357.719 | 499.0735 | 218.0285
EX10 | NTS SP 1 | 162.8428 | 343.1248 | 329.0532 | 222.2428 | 278.4492 | 234.8258 | 459.9292 | 128.6628 | 222.2428 | 459.9292
EX11 | NTS SP 2 | 77.568 | 319.4677 | 367.8097 | 221.0717 | 321.7677 | 151.7743 | 498.6857 | 45.6113 | 221.0717 | 498.6857
EX12 | NTS SP 3 | 176.6012 | 435.4332 | 483.808 | 337.0372 | 437.7332 | 46.044 | 614.684 | 70.3542 | 337.0372 | 614.684
EX13 | NTS SP 4 | 211.584 | 470.416 | 519.838 | 372.02 | 472.716 | 0.826 | 650.714 | 105.337 | 372.02 | 650.714
EX14 | PE-GUARAREMA (INTERCONEXÃO) | 106.247 | 365.079 | 414.501 | 266.683 | 367.379 | 106.163 | 545.377 | 0 | 266.683 | 545.377
EX15 | PE-REPLAN (INTERCONEXÃO) | 300.863 | 502.414 | 551.836 | 0 | 504.714 | 372.846 | 682.712 | 266.683 | 0 | 682.712
EX16 | PE-TECAB (INTERCONEXÃO) | 579.557 | 180.298 | 152.876 | 682.712 | 180.298 | 651.54 | 0 | 545.377 | 682.712 | 0
Step 3 | Calculate the proportion of forecasted booked entry (respectively exit) capacity at each point relative to the total forecasted booked entry (respectively exit) capacity;
Variable | Description
PENi | Proportion factor of entry point i
PEX j | Proportion factor of exit zone j
Formula:
[PENi] | Value |  | [PEXj] | Value |  | [PENi] | PEN1 | PEN2 | PEN3 | PEN4 | PEN5 | PEN6 | PEN7 | PEN8 | PEN9 | PEN10
PEN1 | 0.1919 |  | PEX1 | 0.014516 |  | Value | 0.1919 | 0.40712 | 0.27342 | 0 | 0 | 0 | 0.12755 | 0 | 0 | 0 | 1
PEN2 | 0.40712 |  | PEX2 | 0.025179
PEN3 | 0.27342 |  | PEX3 | 0.065402
PEN4 | 0 |  | PEX4 | 0.0069943
PEN5 | 0 |  | PEX5 | 0.31243
PEN6 | 0 |  | PEX6 | 0.1927
PEN7 | 0.12755 |  | PEX7 | 0.049831
PEN8 | 0 |  | PEX8 | 0.0064898
PEN9 | 0 |  | PEX9 | 0.048524
PEN10 | 0 |  | PEX10 | 0.024079
| 1 |  | PEX11 | 0.068865
|  |  | PEX12 | 0.12805
|  |  | PEX13 | 0.05694
|  |  | PEX14 | 0
|  |  | PEX15 | 0
|  |  | PEX16 | 0
1
Step 4 | For each entry point (respectively exit point) , calculate capacity-weighted average distance to all exit points (respectively entry points); average distance is weighted by forecasted booked capacity
Variable | Description
ADENi | Capacity weighted average distance from entry i
ADEXj | Capacity weighted average distance from entry j
Formula:
[ADENi] | Value |  | [ADEXi] | Value
ADEN1 | 358.2229 |  | ADEX1 | 325.8974
ADEN2 | 196.2241 |  | ADEX2 | 423.0614
ADEN3 | 231.9605 |  | ADEX3 | 540.2266
ADEN4 | 472.847 |  | ADEX4 | 594.0133
ADEN5 | 182.59 |  | ADEX5 | 150.3963
ADEN6 | 387.1539 |  | ADEX6 | 141.4644
ADEN7 | 336.0621 |  | ADEX7 | 170.4843
ADEN8 | 309.8331 |  | ADEX8 | 208.2904
ADEN9 | 472.847 |  | ADEX9 | 142.5086
ADEN10 | 336.0621 |  | ADEX10 | 319.5801
|  |  | ADEX11 | 309.1251
|  |  | ADEX12 | 421.8545
|  |  | ADEX13 | 457.2572
|  |  | ADEX14 | 351.9202
|  |  | ADEX15 | 500.2473
|  |  | ADEX16 | 226.4198
Step 5 | Determine the weight of each entry point (respectively exit point) as the ratio between the product of its forecasted booked capacity with its average distance and the sums of such products for all entry points (respectively exit point)
Variable | Description
WENi | Is the weight of entry point i
WEXj | Is the weight of exit point j
Formula:
[WENi] | Value |  | [WEXi] | Value
WEN1 | 0.26966 |  | WEX1 | 0.018558
WEN2 | 0.31338 |  | WEX2 | 0.041788
WEN3 | 0.2488 |  | WEX3 | 0.1386
WEN4 | 0 |  | WEX4 | 0.016298
WEN5 | 0 |  | WEX5 | 0.18432
WEN6 | 0 |  | WEX6 | 0.10694
WEN7 | 0.16815 |  | WEX7 | 0.033326
WEN8 | 0 |  | WEX8 | 0.0053027
WEN9 | 0 |  | WEX9 | 0.027127
WEN10 | 0 |  | WEX10 | 0.030186
| 1 |  | WEX11 | 0.083509
|  |  | WEX12 | 0.21191
|  |  | WEX13 | 0.10214
|  |  | WEX14 | 0
|  |  | WEX15 | 0
|  |  | WEX16 | 0
1
Step 6 | Allocate entry cost (respectively exit costs) by multiplying the total revenue to be collected from entry points by the weight of each entry point (respectively exit point)
Variable | Description
RENi | Is the revenue to be collected from entry point i
REXj | Is the revenue to be collected from exit point j
Formula:
[WENi] | Value |  | [WEXi] | Value
REN1 | 9.7716 |  | REX1 | 0.28723
REN2 | 11.3559 |  | REX2 | 0.64678
REN3 | 9.0156 |  | REX3 | 2.1452
REN4 | 0 |  | REX4 | 0.25226
REN5 | 0 |  | REX5 | 2.8529
REN6 | 0 |  | REX6 | 1.6551
REN7 | 6.0933 |  | REX7 | 0.51581
REN8 | 0 |  | REX8 | 0.082074
REN9 | 0 |  | REX9 | 0.41986
REN10 | 0 |  | REX10 | 0.46722
| 36.2364 |  | REX11 | 1.2925
|  |  | REX12 | 3.2799
|  |  | REX13 | 1.5808
|  |  | REX14 | 0
|  |  | REX15 | 0
|  |  | REX16 | 0
15.4777
Step 7 | Determine tariffs by dividing revenue to be collected from a point by its forecasted booked capacity
Variable | Description
TENi | Is the tariff at entry point i
TEXj | Is the tariff at exit point j
Formula:
[TENi] | Ponto de Entrada | [TENi CWD] |  |  |  |  | PEN1: [TEXj]; PEN2: Zona de Saída; PEN3: [TEXj CWD]
TEN1 | PR-CARAGUATATUBA | 0.076132 |  |  |  |  | PEN1: TEX1; PEN2: NTS MG 1; PEN3: 0.033327
TEN2 | PR-GNLBGB | 0.041703 |  |  |  |  | PEN1: TEX2; PEN2: NTS MG 2; PEN3: 0.043264
TEN3 | PR-ITABORAÍ | 0.049298 |  |  |  |  | PEN1: TEX3; PEN2: NTS MG 3; PEN3: 0.055246
TEN4 | PR-GASPAJ (INTERCONEXÃO) | [5 empty] | PEN1: TEX4; PEN2: NTS MG 4; PEN3: 0.060746
TEN5 | PR-REDUC | [5 empty] | PEN1: TEX5; PEN2: NTS RJ 1; PEN3: 0.01538
TEN6 | PR-RPBC | [5 empty] | PEN1: TEX6; PEN2: NTS RJ 2; PEN3: 0.014467
TEN7 | PR-TECAB | 0.071422 |  |  |  |  | PEN1: TEX7; PEN2: NTS RJ 3; PEN3: 0.017434
TEN8 | PR-GUARAREMA (INTERCONEXÃO) | [5 empty] | PEN1: TEX8; PEN2: NTS RJ 4; PEN3: 0.021301
TEN9 | PR-REPLAN (INTERCONEXÃO) | [5 empty] | PEN1: TEX9; PEN2: NTS RJ 5; PEN3: 0.014573
TEN10 | PR-TECAB (INTERCONEXÃO) | [5 empty] | PEN1: TEX10; PEN2: NTS SP 1; PEN3: 0.032681
[7 empty] | TEX11 | NTS SP 2 | 0.031612
[7 empty] | TEX12 | NTS SP 3 | 0.04314
[7 empty] | TEX13 | NTS SP 4 | 0.046761
[7 empty] | TEX14 | PE-GUARAREMA (INTERCONEXÃO)
[7 empty] | TEX15 | PE-REPLAN (INTERCONEXÃO)
[7 empty] | TEX16 | PE-TECAB (INTERCONEXÃO)
[TENi] | Ponto de Entrada | [TENi CWD] | [TEN postal] | [TEN] | Check |  | [TEXj] | Zona de Saída | [TEXj CWD] | [TEX postal] | [TEX] | Check
TEN1 | PR-CARAGUATATUBA | 0.015226 | 0.043342 | 0.058568 | 7517283.3561 |  | TEX1 | NTS MG 1 | 0.0066655 | 0.020855 | 0.027521 | 237186.5578
TEN2 | PR-GNLBGB | 0.0083406 | 0.043342 | 0.051682 | 14073365.8346 |  | TEX2 | NTS MG 2 | 0.0086528 | 0.020855 | 0.029508 | 441132.0149
TEN3 | PR-ITABORAÍ | 0.0098595 | 0.043342 | 0.053201 | 9729465.6061 |  | TEX3 | NTS MG 3 | 0.011049 | 0.020855 | 0.031904 | 1238870.546
TEN4 | PR-GASPAJ (INTERCONEXÃO) |  | 0.043342 | 0.0052193 | 0 |  | TEX4 | NTS MG 4 | 0.012149 | 0.020855 | 0.033004 | 137056.1966
TEN5 | PR-REDUC | [5 empty] | TEX5 | NTS RJ 1 | 0.003076 | 0.020855 | 0.023931 | 4439114.637
TEN6 | PR-RPBC | [5 empty] | TEX6 | NTS RJ 2 | 0.0028933 | 0.020855 | 0.023749 | 2717052.9299
TEN7 | PR-TECAB | 0.014284 | 0.043342 | 0.057626 | 4916276.0728 |  | TEX7 | NTS RJ 3 | 0.0034869 | 0.020855 | 0.024342 | 720185.1858
TEN8 | PR-GUARAREMA (INTERCONEXÃO) |  |  | 0.0048713 |  |  | TEX8 | NTS RJ 4 | 0.0042601 | 0.020855 | 0.025115 | 96772.4911
TEN9 | PR-REPLAN (INTERCONEXÃO) |  |  | 0.0052193 | 36236390.8696 |  | TEX9 | NTS RJ 5 | 0.0029147 | 0.020855 | 0.02377 | 684809.4957
TEN10 | PR-TECAB (INTERCONEXÃO) |  |  | 0.0051249 |  |  | TEX10 | NTS SP 1 | 0.0065363 | 0.020855 | 0.027391 | 391590.2845
[7 empty] | TEX11 | NTS SP 2 | 0.0063225 | 0.020855 | 0.027178 | 1111205.2329
[7 empty] | TEX12 | NTS SP 3 | 0.0086281 | 0.020855 | 0.029483 | 2241548.7431
[7 empty] | TEX13 | NTS SP 4 | 0.0093522 | 0.020855 | 0.030207 | 1021213.4084
[7 empty] | TEX14 | PE-GUARAREMA (INTERCONEXÃO) |  |  | 0
[7 empty] | TEX15 | PE-REPLAN (INTERCONEXÃO) |  |  | 0.0025628 | 15477737.7235
[7 empty] | TEX16 | PE-TECAB (INTERCONEXÃO) |  |  | 0.0022382
Desconto na(s) Interconexão(ões) |  | 90%
Cálculo da receita arrecada nas interconexões, já considerando o desconto:
| Interconexão | QDC (mil m³@9.400) | Tarifas sem Desconto (R$/MMBTu) | Tarifas com Desconto (R$/MMBTu) | Receita (R$)
| REPLAN - Entrada | 205 | 0.052193 | 0.0052193 | 14567.8745
| PE Guararema | 6000 | 0.048713 | 0.0048713 | 397944.4742
| Cabiunas - Entrada | 200 | 0.051249 | 0.0051249 | 13955.399
| PR-GASPAJ | 305 | 0.052193 | 0.0052193 | 21674.1547
| REPLAN - Saida | 6824 | 0.025628 | 0.0025628 | 238110.1234
| Cabiunas - Saída | 200 | 0.022382 | 0.0022382 | 6094.7696
692346.7954
|  |  |  | Receita Total | 52406475.3885
|  |  |  | Check | 0
𝑃_(〖𝐸𝑁〗_𝑖= 〖𝐵𝐶〗_(〖𝐸𝑁〗_𝑖 )/(∑▒〖𝐵𝐶〗_𝐸𝑁 ) )
𝑃_(〖𝐸𝑋〗_𝑗= 〖𝐵𝐶〗_(〖𝐸𝑋〗_𝑗 )/(∑▒〖𝐵𝐶〗_𝐸𝑋 ) )
〖𝐴𝐷〗_(〖𝐸𝑁〗_𝑖 )= ∑▒〖𝑃_(〖𝐸𝑋〗_𝑗 ) ∙ 𝐷_(〖𝐸𝑁〗_𝑖 〖𝐸𝑋〗_𝑗 ) 〗
〖𝐴𝐷〗_(〖𝐸𝑋〗_𝑗 )= ∑▒〖𝑃_(〖𝐸𝑁〗_𝑖 ) ∙ 𝐷_(〖𝐸𝑋〗_𝑗 〖𝐸𝑁〗_𝑖 ) 〗
𝑊_(〖𝐸𝑁〗_𝑖 )= (〖𝐵𝐶〗_(〖𝐸𝑁〗_𝑖 )∙ 〖𝐴𝐷〗_(〖𝐸𝑁〗_𝑖 ))/(∑▒〖〖𝐵𝐶〗_(〖𝐸𝑁〗_𝑖 )∙ 〖𝐴𝐷〗_(〖𝐸𝑁〗_𝑖 ) 〗)
𝑊_(〖𝐸𝑋〗_𝑗 )= (〖𝐵𝐶〗_(〖𝐸𝑋〗_𝑖 )∙ 〖𝐴𝐷〗_(〖𝐸𝑋〗_𝑖 ))/(∑▒〖〖𝐵𝐶〗_(〖𝐸𝑋〗_𝑖 )∙ 〖𝐴𝐷〗_(〖𝐸𝑋〗_𝑖 ) 〗)
𝑅_(〖𝐸𝑁〗_𝑖 )= 𝑊_(〖𝐸𝑁〗_𝑖 ) ∙ 𝑅_𝐸𝑁
𝑅_(〖𝐸𝑋〗_𝑗 )= 𝑊_(〖𝐸𝑋〗_𝑗 ) ∙ 𝑅_𝐸𝑋
𝑇_(〖𝐸𝑁〗_𝑖 )= 𝑅_(〖𝐸𝑁〗_𝑖 )/〖𝐵𝐶〗_(〖𝐸𝑁〗_𝑖 )
𝑇_(〖𝐸𝑋〗_𝑖 )= 𝑅_(〖𝐸𝑋〗_𝑗 )/(𝐵𝐶_(〖𝐸𝑋〗_𝑗 ) )

## Tarifa Ponderada GASIG 2027
Code | Entrada | BC [MMBTU] | T | R |  |  |  |  | PR-CARAGUATATUBA | PR-GNLBGB | PR-ITABORAÍ | PR-GASPAJ (INTERCONEXÃO) | PR-REDUC | PR-RPBC | PR-TECAB | PR-GUARAREMA (INTERCONEXÃO) | PR-REPLAN (INTERCONEXÃO) | PR-TECAB (INTERCONEXÃO)
TEN1 | PR-CARAGUATATUBA | 128351389.123 | 0.058568 | 7517283.3561 |  |  |  | MG | 0.089435 | 0.082549 | 0.084068 | 0.036086 |  |  | 0.088493 | 0.035738 | 0.036086 | 0.035992
TEN2 | PR-GNLBGB | 272305906.7 | 0.051682 | 14073365.8346 |  |  |  | RJ | 0.082475 | 0.075589 | 0.077108 | 0.029126 |  |  | 0.081533 | 0.028778 | 0.029126 | 0.029032
TEN3 | PR-ITABORAÍ | 182880646.9397 | 0.053201 | 9729465.6061 |  |  |  | SP | 0.087447 | 0.080561 | 0.08208 | 0.034098 |  |  | 0.086505 | 0.03375 | 0.034098 | 0.034004
TEN4 | PR-GASPAJ (INTERCONEXÃO) | 4152665.0772 | 0.0052193 | 21674.1547 |  |  |  | PE-GUARAREMA (INTERCONEXÃO)
TEN5 | PR-REDUC | 0 | [5 empty] | PE-REPLAN (INTERCONEXÃO) | 0.061131 | 0.054245 | 0.055764 | 0.0077821 |  |  | 0.060189 | 0.0074341 | 0.0077821 | 0.0076877
TEN6 | PR-RPBC | 0 | [5 empty] | PE-TECAB (INTERCONEXÃO) | 0.060806 | 0.05392 | 0.055439 | 0.0074575 |  |  | 0.059864 | 0.0071095 | 0.0074575 | 0.0073631
TEN7 | PR-TECAB | 85313440.5691 | 0.057626 | 4916276.0728
TEN8 | PR-GUARAREMA (INTERCONEXÃO) | 81691772.01 | 0.0048713 | 397944.4742
TEN9 | PR-REPLAN (INTERCONEXÃO) | 2791135.5437 | 0.0052193 | 14567.8745
TEN10 | PR-TECAB (INTERCONEXÃO) | 2723059.067 | 0.0051249 | 13955.399
36684532.772
Code | Zonas Saídas | BC [MMBTU] | BC total UF | T | R | R total UF | T UF
TEX1 | NTS MG 1 | 8618481.9471 |  | 0.027521 | 237186.5578
TEX2 | NTS MG 2 | 14949594.2778 |  | 0.029508 | 441132.0149
TEX3 | NTS MG 3 | 38830822.2954 |  | 0.031904 | 1238870.546
TEX4 | NTS MG 4 | 4152665.0772 | 66551563.5975 | 0.033004 | 137056.1966 | 2054245.3152 | 0.030867
TEX5 | NTS RJ 1 | 185494783.644 |  | 0.023931 | 4439114.637
TEX6 | NTS RJ 2 | 114409326.7 |  | 0.023749 | 2717052.9299
TEX7 | NTS RJ 3 | 29586036.763 |  | 0.024342 | 720185.1858
TEX8 | NTS RJ 4 | 3853128.5798 |  | 0.025115 | 96772.4911
TEX9 | NTS RJ 5 | 28809964.9289 | 362153240.6157 | 0.02377 | 684809.4957 | 8657934.7394 | 0.023907
TEX10 | NTS SP 1 | 14296060.1017 |  | 0.027391 | 391590.2845
TEX11 | NTS SP 2 | 40886731.891 |  | 0.027178 | 1111205.2329
TEX12 | NTS SP 3 | 76027809.1506 |  | 0.029483 | 2241548.7431
TEX13 | NTS SP 4 | 33806778.3168 | 165017379.4602 | 0.030207 | 1021213.4084 | 4765557.6689 | 0.028879
TEX14 | PE-GUARAREMA (INTERCONEXÃO) | 0 | 0 | 0 | 0 | 0
TEX15 | PE-REPLAN (INTERCONEXÃO) | 92910775.366 | 92910775.366 | 0.0025628 | 238110.1234 | 238110.1234 | 0.0025628
TEX16 | PE-TECAB (INTERCONEXÃO) | 2723059.067 | 2723059.067 | 0.0022382 | 6094.7696 | 6094.7696 | 0.0022382
|  | 689356018.1064 | 689356018.1064 |  | 15721942.6166 | 15721942.6166
Tponderada
| MG | 0.030867
| RJ | 0.023907
| SP | 0.028879
PE-GUARAREMA (INTERCONEXÃO)
| PE-REPLAN (INTERCONEXÃO) | 0.0025628
| PE-TECAB (INTERCONEXÃO) | 0.0022382

## CWD 2027 Legados (sem desc.)
| Cálculo da Tarifa de Entrada-Saída (Postal) |  |  |  |  | Ano Referência
|  |  | Sem aplicação da Conta Regulatória |  |  | 2025
| Receita Total | Rtotal | 7216.062 | Milhões de Reais
70% | Receita Alocada para Entrada | Ren | 5051.2434 | Milhões de Reais/ano
| Total da Reserva de Capacidade de Entrada Anual | BC∑En | 25258000 | Mil de m3 | 942178437.182 | MMBTU
| Tarifa de Entrada Postal | Ten | 0.19999 | R$/m3 | 5.3612 | R$/MMBtu
30% | Receita Alocada para Saída | Rex | 2164.8186 | Milhões de Reais/ano
| Total da Reserva de Capacidade de Saída Anual | BC∑Ex | 21312715 | Mil de m3 | 795010709.906 | MMBTU
| Tarifa de Saída Postal | Tex | 0.10157 | R$/m3 | 2.723 | R$/MMBtu
| Proporção Postal: | 80%
Step 1 | Define technical capacity at each entry and exit point; define forecasted booked capacity at each entry and exit point; [define (ex ante) the share of revenue to be collected from entry points and the share of revenue to be collected from exit points].
Variable | Description
CENi | Capacity at entry entry point i
CEXj | Capacity at exit entry point j
BCENi | Forecasted Booked Capacity at entry point i | [5 empty] | 37.3022
BCEXj | Forecasted Booked Capacity at exit point j | [5 empty] | 0.037302
|  | 2025 |  |  |  | 2025
|  | [Base diária] |  |  |  | [Base anual]
Code | Entrada | CENi [mil m³@9.400] | BCENi [mil m³@9.400] |  |  | CENi [MMBTU] | BCENi [MMBTU]
EN 01 | PR-CARAGUATATUBA | 20000 | 14178 |  |  | 272305906.7 | 193037657.2596
EN 02 | PR-GNLBGB | 20000 | 20000 |  |  | 272305906.7 | 272305906.7
EN 03 | PR-ITABORAÍ | 18200 | 13432 |  |  | 247798375.097 | 182880646.9397
EN 04 | PR-GASPAJ (INTERCONEXÃO) | 1250 | 335 |  |  | 17019119.1687 | 4561123.9372
EN 05 | PR-REDUC | 5000 | 0 |  |  | 68076476.675 | 0
EN 06 | PR-RPBC | 2200 | 0 |  |  | 29953649.737 | 0
EN 07 | PR-TECAB | 25160 | 14855 |  |  | 342560830.6286 | 202255212.2014
EN 08 | PR-GUARAREMA (INTERCONEXÃO) | 0 | 6000 |  |  | 0 | 81691772.01
EN 09 | PR-REPLAN (INTERCONEXÃO) | 0 | 200 |  |  | 0 | 2723059.067
EN 10 | PR-TECAB (INTERCONEXÃO) | 0 | 200 |  |  | 0 | 2723059.067
|  | 91810 | 69200 |  |  | 1250020264.7063 | 942178437.182
|  | 2025 |  |  |  | 2025
|  | [Base diária] |  |  |  | [Base anual]
Code | Zonas Saídas | CEXi [mil m³@9.400] | BCEXi [ml m³@9.400] |  |  | CEXi [MMBTU] | BCEXi [MMBTU]
EX1 | NTS MG 1 | 864.5 | 607 |  |  | 11770422.8171 | 8264484.2683
EX2 | NTS MG 2 | 1825.9 | 1678 |  |  | 24860167.7522 | 22846465.5721
EX3 | NTS MG 3 | 3040.95 | 2737 |  |  | 41403432.349 | 37265063.3319
EX4 | NTS MG 4 | 1187.5 | 335 |  |  | 16168163.2103 | 4561123.9372
EX5 | NTS RJ 1 | 21185 | 17793 |  |  | 288440031.672 | 242256949.8957
EX6 | NTS RJ 2 | 11271.75 | 8406 |  |  | 153468205.1923 | 114450172.586
EX7 | NTS RJ 3 | 3249 | 1714 |  |  | 44236094.5434 | 23336616.2042
EX8 | NTS RJ 4 | 498.75 | 323 |  |  | 6790628.5483 | 4397740.3932
EX9 | NTS RJ 5 | 3321.2 | 2128 |  |  | 45219118.8666 | 28973348.4729
EX10 | NTS SP 1 | 14292.75 | 1237 |  |  | 194600012.3993 | 16842120.3294
EX11 | NTS SP 2 | 3971 | 2972 |  |  | 54066337.7753 | 40464657.7356
EX12 | NTS SP 3 | 9941.75 | 7969 |  |  | 135359862.3967 | 108500288.5246
EX13 | NTS SP 4 | 3809.5 | 3281 |  |  | 51867467.5787 | 44671783.9941
EX14 | PE-GUARAREMA (INTERCONEXÃO) | 0 | 0 |  |  | 0 | 0
EX15 | PE-REPLAN (INTERCONEXÃO) | 0 | 7011 |  |  | 0 | 95456835.5937
EX16 | PE-TECAB (INTERCONEXÃO) | 0 | 200 |  |  | 0 | 2723059.067
|  | 78459.55 | 58391 |  |  | 1068249945.1012 | 795010709.906
Step 2 | Calculate distance between each entry point and each exit point in the system
Variable | Description
[DENiEXj] | Matrix of the distances from entrry i to exit j
|  | EN 01 | EN 02 | EN 03 | EN 04 | EN 05 | EN 06 | EN 07 | EN 08 | EN 09 | EN 10
|  | PR-CARAGUA-TATUBA | PR-GNLBGB | PR-ITABORAÍ | PR-GASPAJ | PR-REDUC | PR-RPBC | PR-TECAB | PR-GUARAREMA (INTERCONEXÃO) | PR-REPLAN (INTERCONEXÃO) | PR-TECAB (INTERCONEXÃO)
EX1 | NTS MG 1 | 447.1 | 251.935 | 301.357 | 550.255 | 133.933 | 519.083 | 432.233 | 412.92 | 550.255 | 432.233
EX2 | NTS MG 2 | 544.264 | 349.099 | 398.521 | 647.419 | 231.097 | 616.247 | 529.397 | 510.084 | 647.419 | 529.397
EX3 | NTS MG 3 | 661.4292 | 466.2642 | 515.6862 | 764.5842 | 348.2622 | 733.4122 | 646.5622 | 627.2492 | 764.5842 | 646.5622
EX4 | NTS MG 4 | 394.629 | 596.18 | 645.602 | 93.766 | 598.48 | 466.612 | 776.478 | 360.449 | 93.766 | 776.478
EX5 | NTS RJ 1 | 460.821 | 64.0913 | 75.0913 | 563.976 | 64.0913 | 530.1227 | 120.2693 | 423.9597 | 563.976 | 120.2693
EX6 | NTS RJ 2 | 352.801 | 46.098 | 95.52 | 456.316 | 45.9433 | 424.064 | 226.396 | 318.621 | 456.316 | 226.396
EX7 | NTS RJ 3 | 307.6236 | 92.7374 | 142.1594 | 448.949 | 89.9518 | 379.6066 | 273.0354 | 273.4436 | 448.949 | 273.0354
EX8 | NTS RJ 4 | 244.471 | 154.518 | 203.94 | 347.896 | 156.818 | 316.724 | 334.816 | 210.561 | 347.896 | 334.816
EX9 | NTS RJ 5 | 395.9185 | 36.5805 | 87.1525 | 499.0735 | 34.0805 | 463.8795 | 218.0285 | 357.719 | 499.0735 | 218.0285
EX10 | NTS SP 1 | 162.8428 | 343.1248 | 329.0532 | 222.2428 | 278.4492 | 234.8258 | 459.9292 | 128.6628 | 222.2428 | 459.9292
EX11 | NTS SP 2 | 77.568 | 319.4677 | 367.8097 | 221.0717 | 321.7677 | 151.7743 | 498.6857 | 45.6113 | 221.0717 | 498.6857
EX12 | NTS SP 3 | 176.6012 | 435.4332 | 483.808 | 337.0372 | 437.7332 | 46.044 | 614.684 | 70.3542 | 337.0372 | 614.684
EX13 | NTS SP 4 | 211.584 | 470.416 | 519.838 | 372.02 | 472.716 | 0.826 | 650.714 | 105.337 | 372.02 | 650.714
EX14 | PE-GUARAREMA (INTERCONEXÃO) | 106.247 | 365.079 | 414.501 | 266.683 | 367.379 | 106.163 | 545.377 | 0 | 266.683 | 545.377
EX15 | PE-REPLAN (INTERCONEXÃO) | 300.863 | 502.414 | 551.836 | 0 | 504.714 | 372.846 | 682.712 | 266.683 | 0 | 682.712
EX16 | PE-TECAB (INTERCONEXÃO) | 579.557 | 180.298 | 152.876 | 682.712 | 180.298 | 651.54 | 0 | 545.377 | 682.712 | 0
Step 3 | Calculate the proportion of forecasted booked entry (respectively exit) capacity at each point relative to the total forecasted booked entry (respectively exit) capacity;
Variable | Description
PENi | Proportion factor of entry point i
PEX j | Proportion factor of exit zone j
Formula:
[PENi] | Value |  | [PEXj] | Value |  | [PENi] | PEN1 | PEN2 | PEN3 | PEN4 | PEN5 | PEN6 | PEN7 | PEN8 | PEN9 | PEN10
PEN1 | 0.20488 |  | PEX1 | 0.010395 |  | Value | 0.20488 | 0.28902 | 0.1941 | 0.004841 | 0 | 0 | 0.21467 | 0.086705 | 0.0028902 | 0.0028902 | 1
PEN2 | 0.28902 |  | PEX2 | 0.028737
PEN3 | 0.1941 |  | PEX3 | 0.046874
PEN4 | 0.004841 |  | PEX4 | 0.0057372
PEN5 | 0 |  | PEX5 | 0.30472
PEN6 | 0 |  | PEX6 | 0.14396
PEN7 | 0.21467 |  | PEX7 | 0.029354
PEN8 | 0.086705 |  | PEX8 | 0.0055317
PEN9 | 0.0028902 |  | PEX9 | 0.036444
PEN10 | 0.0028902 |  | PEX10 | 0.021185
| 1 |  | PEX11 | 0.050898
|  |  | PEX12 | 0.13648
|  |  | PEX13 | 0.05619
|  |  | PEX14 | 0
|  |  | PEX15 | 0.12007
|  |  | PEX16 | 0.0034252
1
Step 4 | For each entry point (respectively exit point) , calculate capacity-weighted average distance to all exit points (respectively entry points); average distance is weighted by forecasted booked capacity
Variable | Description
ADENi | Capacity weighted average distance from entry i
ADEXj | Capacity weighted average distance from entry j
Formula:
[ADENi] | Value |  | [ADEXi] | Value
ADEN1 | 351.0772 |  | ADEX1 | 357.0041
ADEN2 | 239.3343 |  | ADEX2 | 454.1681
ADEN3 | 275.284 |  | ADEX3 | 571.3333
ADEN4 | 416.7405 |  | ADEX4 | 579.3802
ADEN5 | 228.4824 |  | ADEX5 | 194.7993
ADEN6 | 378.5783 |  | ADEX6 | 184.5555
ADEN7 | 379.0741 |  | ADEX7 | 204.0046
ADEN8 | 302.1634 |  | ADEX8 | 228.1205
ADEN9 | 416.7405 |  | ADEX9 | 190.9149
ADEN10 | 379.0741 |  | ADEX10 | 309.3387
|  |  | ADEX11 | 293.7744
|  |  | ADEX12 | 398.3747
|  |  | ADEX13 | 433.7886
|  |  | ADEX14 | 328.4516
|  |  | ADEX15 | 485.6142
|  |  | ADEX16 | 253.0905
Step 5 | Determine the weight of each entry point (respectively exit point) as the ratio between the product of its forecasted booked capacity with its average distance and the sums of such products for all entry points (respectively exit point)
Variable | Description
WENi | Is the weight of entry point i
WEXj | Is the weight of exit point j
Formula:
[WENi] | Value |  | [WEXi] | Value
WEN1 | 0.23474 |  | WEX1 | 0.012111
WEN2 | 0.22574 |  | WEX2 | 0.042593
WEN3 | 0.17438 |  | WEX3 | 0.087396
WEN4 | 0.0065838 |  | WEX4 | 0.010848
WEN5 | 0 |  | WEX5 | 0.19372
WEN6 | 0 |  | WEX6 | 0.086705
WEN7 | 0.26556 |  | WEX7 | 0.019542
WEN8 | 0.085499 |  | WEX8 | 0.0041181
WEN9 | 0.0039306 |  | WEX9 | 0.022706
WEN10 | 0.0035754 |  | WEX10 | 0.021386
| 1 |  | WEX11 | 0.048797
|  |  | WEX12 | 0.17743
|  |  | WEX13 | 0.079545
|  |  | WEX14 | 0
|  |  | WEX15 | 0.19028
|  |  | WEX16 | 0.002829
1
Step 6 | Allocate entry cost (respectively exit costs) by multiplying the total revenue to be collected from entry points by the weight of each entry point (respectively exit point)
Variable | Description
RENi | Is the revenue to be collected from entry point i
REXj | Is the revenue to be collected from exit point j
Formula:
[WENi] | Value |  | [WEXi] | Value
REN1 | 1185.7205 |  | REX1 | 26.2186
REN2 | 1140.2489 |  | REX2 | 92.2055
REN3 | 880.8184 |  | REX3 | 189.1962
REN4 | 33.2564 |  | REX4 | 23.4832
REN5 | 0 |  | REX5 | 419.3578
REN6 | 0 |  | REX6 | 187.7002
REN7 | 1341.4098 |  | REX7 | 42.3057
REN8 | 431.8748 |  | REX8 | 8.9149
REN9 | 19.8546 |  | REX9 | 49.1541
REN10 | 18.06 |  | REX10 | 46.2969
| 5051.2434 |  | REX11 | 105.6357
|  |  | REX12 | 384.0995
|  |  | REX13 | 172.1998
|  |  | REX14 | 0
|  |  | REX15 | 411.9263
|  |  | REX16 | 6.1243
2164.8186
Step 7 | Determine tariffs by dividing revenue to be collected from a point by its forecasted booked capacity
Variable | Description
TENi | Is the tariff at entry point i
TEXj | Is the tariff at exit point j
Formula:
[TENi] | Ponto de Entrada | [TENi CWD] |  |  |  |  | PEN1: [TEXj]; PEN2: Zona de Saída; PEN3: [TEXj CWD]
TEN1 | PR-CARAGUATATUBA | 6.1424 |  |  |  |  | PEN1: TEX1; PEN2: NTS MG 1; PEN3: 3.1724
TEN2 | PR-GNLBGB | 4.1874 |  |  |  |  | PEN1: TEX2; PEN2: NTS MG 2; PEN3: 4.0359
TEN3 | PR-ITABORAÍ | 4.8164 |  |  |  |  | PEN1: TEX3; PEN2: NTS MG 3; PEN3: 5.077
TEN4 | PR-GASPAJ (INTERCONEXÃO) | 7.2913 |  |  |  |  | PEN1: TEX4; PEN2: NTS MG 4; PEN3: 5.1485
TEN5 | PR-REDUC | [5 empty] | PEN1: TEX5; PEN2: NTS RJ 1; PEN3: 1.731
TEN6 | PR-RPBC | [5 empty] | PEN1: TEX6; PEN2: NTS RJ 2; PEN3: 1.64
TEN7 | PR-TECAB | 6.6323 |  |  |  |  | PEN1: TEX7; PEN2: NTS RJ 3; PEN3: 1.8128
TEN8 | PR-GUARAREMA (INTERCONEXÃO) | 5.2866 |  |  |  |  | PEN1: TEX8; PEN2: NTS RJ 4; PEN3: 2.0271
TEN9 | PR-REPLAN (INTERCONEXÃO) | 7.2913 |  |  |  |  | PEN1: TEX9; PEN2: NTS RJ 5; PEN3: 1.6965
TEN10 | PR-TECAB (INTERCONEXÃO) | 6.6323 |  |  |  |  | PEN1: TEX10; PEN2: NTS SP 1; PEN3: 2.7489
[7 empty] | TEX11 | NTS SP 2 | 2.6106
[7 empty] | TEX12 | NTS SP 3 | 3.5401
[7 empty] | TEX13 | NTS SP 4 | 3.8548
[7 empty] | TEX14 | PE-GUARAREMA (INTERCONEXÃO)
[7 empty] | TEX15 | PE-REPLAN (INTERCONEXÃO) | 4.3153
[7 empty] | TEX16 | PE-TECAB (INTERCONEXÃO) | 2.249
[TENi] | Ponto de Entrada | [TENi CWD] | [TEN postal] | [TEN] |  |  | PEN1: [TEXj]; PEN2: Zona de Saída; PEN3: [TEXj CWD]; PEN4: [TEX postal]; PEN5: [TEX]
TEN1 | PR-CARAGUATATUBA | 1.2285 | 4.289 | 5.5175 |  |  | PEN1: TEX1; PEN2: NTS MG 1; PEN3: 0.63449; PEN4: 2.1784; PEN5: 2.8129
TEN2 | PR-GNLBGB | 0.83748 | 4.289 | 5.1265 |  |  | PEN1: TEX2; PEN2: NTS MG 2; PEN3: 0.80718; PEN4: 2.1784; PEN5: 2.9856
TEN3 | PR-ITABORAÍ | 0.96327 | 4.289 | 5.2523 |  |  | PEN1: TEX3; PEN2: NTS MG 3; PEN3: 1.0154; PEN4: 2.1784; PEN5: 3.1938
TEN4 | PR-GASPAJ (INTERCONEXÃO) | 1.4583 | 4.289 | 5.7472 |  |  | PEN1: TEX4; PEN2: NTS MG 4; PEN3: 1.0297; PEN4: 2.1784; PEN5: 3.2081
TEN5 | PR-REDUC | [5 empty] | PEN1: TEX5; PEN2: NTS RJ 1; PEN3: 0.34621; PEN4: 2.1784; PEN5: 2.5246
TEN6 | PR-RPBC | [5 empty] | PEN1: TEX6; PEN2: NTS RJ 2; PEN3: 0.328; PEN4: 2.1784; PEN5: 2.5064
TEN7 | PR-TECAB | 1.3265 | 4.289 | 5.6154 |  |  | PEN1: TEX7; PEN2: NTS RJ 3; PEN3: 0.36257; PEN4: 2.1784; PEN5: 2.541
TEN8 | PR-GUARAREMA (INTERCONEXÃO) | 1.0573 | 4.289 | 5.3463 |  |  | PEN1: TEX8; PEN2: NTS RJ 4; PEN3: 0.40543; PEN4: 2.1784; PEN5: 2.5838
TEN9 | PR-REPLAN (INTERCONEXÃO) | 1.4583 | 4.289 | 5.7472 |  |  | PEN1: TEX9; PEN2: NTS RJ 5; PEN3: 0.33931; PEN4: 2.1784; PEN5: 2.5177
TEN10 | PR-TECAB (INTERCONEXÃO) | 1.3265 | 4.289 | 5.6154 |  |  | PEN1: TEX10; PEN2: NTS SP 1; PEN3: 0.54978; PEN4: 2.1784; PEN5: 2.7282
[7 empty] | TEX11 | NTS SP 2 | 0.52211 | 2.1784 | 2.7005
[7 empty] | TEX12 | NTS SP 3 | 0.70802 | 2.1784 | 2.8864
[7 empty] | TEX13 | NTS SP 4 | 0.77096 | 2.1784 | 2.9494
[7 empty] | TEX14 | PE-GUARAREMA (INTERCONEXÃO)
[7 empty] | TEX15 | PE-REPLAN (INTERCONEXÃO) | 0.86306 | 2.1784 | 3.0415
[7 empty] | TEX16 | PE-TECAB (INTERCONEXÃO) | 0.44981 | 2.1784 | 2.6282
Desconto na(s) Interconexão(ões) |  | 90%
Cálculo da receita arrecada nas interconexões, já considerando o desconto: | [6 empty] | PEN4: 0
| Interconexão | QDC (mil m³@9.400) | Tarifas sem Desconto (R$/MMBTu) | Tarifas com Desconto (R$/MMBTu) | Receita (R$)
| REPLAN - Entrada | 200 | 5.7472 | 0.57472 | 1565008.9255
| PE Guararema | 6000 | 5.3463 | 0.53463 | 43675021.9129
| Cabiunas - Entrada | 200 | 5.6154 | 0.56154 | 1529118.4262
| PR-GASPAJ | 335 | 5.7472 | 0.57472 | 2621389.9502
| REPLAN - Saida | 7011 | 3.0415 | 0.30415 | 29032885.0676
| Cabiunas - Saída | 200 | 2.6282 | 0.26282 | 715677.6995
79139101.9818
𝑃_(〖𝐸𝑁〗_𝑖= (𝐵𝐶_(〖𝐸𝑁〗_𝑖 ))/(∑▒〖𝐵𝐶〗_𝐸𝑁 ) )
𝑃_(〖𝐸𝑋〗_𝑗= 〖𝐵𝐶〗_(〖𝐸𝑋〗_𝑗 )/(∑▒〖𝐵𝐶〗_𝐸𝑋 ) )
〖𝐴𝐷〗_(〖𝐸𝑁〗_𝑖 )= ∑▒〖𝑃_(〖𝐸𝑋〗_𝑗 ) ∙ 𝐷_(〖𝐸𝑁〗_𝑖 〖𝐸𝑋〗_𝑗 ) 〗
〖𝐴𝐷〗_(〖𝐸𝑋〗_𝑗 )= ∑▒〖𝑃_(〖𝐸𝑁〗_𝑖 ) ∙ 𝐷_(〖𝐸𝑋〗_𝑗 〖𝐸𝑁〗_𝑖 ) 〗
𝑊_(〖𝐸𝑁〗_𝑖 )= (𝐵𝐶_(〖𝐸𝑁〗_𝑖 )∙ 〖𝐴𝐷〗_(〖𝐸𝑁〗_𝑖 ))/(∑▒〖〖𝐵𝐶〗_(〖𝐸𝑁〗_𝑖 )∙ 〖𝐴𝐷〗_(〖𝐸𝑁〗_𝑖 ) 〗)
𝑊_(〖𝐸𝑋〗_𝑗 )= (〖𝐵𝐶〗_(〖𝐸𝑋〗_𝑖 )∙ 〖𝐴𝐷〗_(〖𝐸𝑋〗_𝑖 ))/(∑▒〖〖𝐵𝐶〗_(〖𝐸𝑋〗_𝑖 )∙ 〖𝐴𝐷〗_(〖𝐸𝑋〗_𝑖 ) 〗)
𝑅_(〖𝐸𝑁〗_𝑖 )= 𝑊_(〖𝐸𝑁〗_𝑖 ) ∙ 𝑅_𝐸𝑁
𝑅_(〖𝐸𝑋〗_𝑗 )= 𝑊_(〖𝐸𝑋〗_𝑗 ) ∙ 𝑅_𝐸𝑋
𝑇_(〖𝐸𝑁〗_𝑖 )= 𝑅_(〖𝐸𝑁〗_𝑖 )/(𝐵𝐶_(〖𝐸𝑁〗_𝑖 ) )
𝑇_(〖𝐸𝑋〗_𝑖 )= 𝑅_(〖𝐸𝑋〗_𝑗 )/〖𝐵𝐶〗_(〖𝐸𝑋〗_𝑗 )

## CWD 2027 Legados (com desc.)
| Cálculo da Tarifa de Entrada-Saída (Postal) |  |  |  |  | Ano Referência
|  |  | Sem aplicação da Conta Regulatória |  |  | 2025
| Receita Total | Rtotal | 7216.062 | Milhões de Reais
| Receita para cálculo do desconto na interconexão |  | 7136.9229 | Milhões de Reais | Subtraida a receita a ser arrecadada nas interconexões já considerando o desconto para redistribuição dessa "Receita descontada" entre os outros pontos da Rede NTS
70% | Receita Alocada para Entrada | Ren | 5001.8529 | Milhões de Reais/ano | Receita na entrada já descontada da receita calculada para as interconexões de entrada na aba "CWD NTS (sem desconto)"
| Total da Reserva de Capacidade de Entrada Anual | BC∑En | 22799725 | Mil de m3 | 850479423.1008 | MMBTU
| Tarifa de Entrada Postal | Ten | 0.21938 | R$/m3 | 5.8812 | R$/MMBtu
30% | Receita Alocada para Saída | Rex | 2135.07 | Milhões de Reais/ano | Receita na saída já descontada da receita calculada para as interconexões de saída na aba "CWD NTS (sem desconto)"
| Total da Reserva de Capacidade de Saída Anual | BC∑Ex | 18680700 | Mil de m3 | 696830815.2453 | MMBTU
| Tarifa de Saída Postal | Tex | 0.11429 | R$/m3 | 3.064 | R$/MMBtu
| Proporção Postal: | 80%
Step 1 | Define technical capacity at each entry and exit point; define forecasted booked capacity at each entry and exit point; [define (ex ante) the share of revenue to be collected from entry points and the share of revenue to be collected from exit points].
Variable | Description
CENi | Capacity at entry entry point i
CEXj | Capacity at exit entry point j
BCENi | Forecasted Booked Capacity at entry point i | [5 empty] | 37.3022
BCEXj | Forecasted Booked Capacity at exit point j | [5 empty] | 0.037302
|  | 2025 |  |  |  | 2025
|  | [Base diária] |  |  |  | [Base anual]
Code | Entrada | CENi [mil m³@9.400] | BCENi [mil m³@9.400] |  |  | CENi [MMBTU] | BCENi [MMBTU]
EN 01 | PR-CARAGUATATUBA | 20000 | 14178 |  |  | 272305906.7 | 193037657.2596
EN 02 | PR-GNLBGB | 20000 | 20000 |  |  | 272305906.7 | 272305906.7
EN 03 | PR-ITABORAÍ | 18200 | 13432 |  |  | 247798375.097 | 182880646.9397
EN 04 | PR-GASPAJ (INTERCONEXÃO) |  |  | Remoção da capacidade nas interconexões |  | 0 | 0
EN 05 | PR-REDUC | 5000 | 0 |  |  | 68076476.675 | 0
EN 06 | PR-RPBC | 2200 | 0 |  |  | 29953649.737 | 0
EN 07 | PR-TECAB | 25160 | 14855 |  |  | 342560830.6286 | 202255212.2014
EN 08 | PR-GUARAREMA (INTERCONEXÃO) |  |  | Remoção da capacidade nas interconexões |  | 0 | 0
EN 09 | PR-REPLAN (INTERCONEXÃO) |  |  | Remoção da capacidade nas interconexões |  | 0 | 0
EN 10 | PR-TECAB (INTERCONEXÃO) |  |  | Remoção da capacidade nas interconexões |  | 0 | 0
|  | 90560 | 62465 |  |  | 1233001145.5376 | 850479423.1008
|  | 2025 |  |  |  | 2025
|  | [Base diária] |  |  |  | [Base anual]
Code | Zonas Saídas | CEXi [mil m³@9.400] | BCEXi [ml m³@9.400] |  |  | CEXi [MMBTU] | BCEXi [MMBTU]
EX1 | NTS MG 1 | 864.5 | 607 |  |  | 11770422.8171 | 8264484.2683
EX2 | NTS MG 2 | 1825.9 | 1678 |  |  | 24860167.7522 | 22846465.5721
EX3 | NTS MG 3 | 3040.95 | 2737 |  |  | 41403432.349 | 37265063.3319
EX4 | NTS MG 4 | 1187.5 | 335 |  |  | 16168163.2103 | 4561123.9372
EX5 | NTS RJ 1 | 21185 | 17793 |  |  | 288440031.672 | 242256949.8957
EX6 | NTS RJ 2 | 11271.75 | 8406 |  |  | 153468205.1923 | 114450172.586
EX7 | NTS RJ 3 | 3249 | 1714 |  |  | 44236094.5434 | 23336616.2042
EX8 | NTS RJ 4 | 498.75 | 323 |  |  | 6790628.5483 | 4397740.3932
EX9 | NTS RJ 5 | 3321.2 | 2128 |  |  | 45219118.8666 | 28973348.4729
EX10 | NTS SP 1 | 14292.75 | 1237 |  |  | 194600012.3993 | 16842120.3294
EX11 | NTS SP 2 | 3971 | 2972 |  |  | 54066337.7753 | 40464657.7356
EX12 | NTS SP 3 | 9941.75 | 7969 |  |  | 135359862.3967 | 108500288.5246
EX13 | NTS SP 4 | 3809.5 | 3281 |  |  | 51867467.5787 | 44671783.9941
EX14 | PE-GUARAREMA (INTERCONEXÃO) |  |  | Remoção da capacidade nas interconexões |  | 0 | 0
EX15 | PE-REPLAN (INTERCONEXÃO) |  |  | Remoção da capacidade nas interconexões |  | 0 | 0
EX16 | PE-TECAB (INTERCONEXÃO) |  |  | Remoção da capacidade nas interconexões |  | 0 | 0
|  | 78459.55 | 51180 |  |  | 1068249945.1012 | 696830815.2453
Step 2 | Calculate distance between each entry point and each exit point in the system
Variable | Description
[DENiEXj] | Matrix of the distances from entrry i to exit j
|  | EN 01 | EN 02 | EN 03 | EN 04 | EN 05 | EN 06 | EN 07 | EN 08 | EN 09 | EN 10
|  | PR-CARAGUA-TATUBA | PR-GNLBGB | PR-ITABORAÍ | PR-GASPAJ | PR-REDUC | PR-RPBC | PR-TECAB | PR-GUARAREMA (INTERCONEXÃO) | PR-REPLAN (INTERCONEXÃO) | PR-TECAB (INTERCONEXÃO)
EX1 | NTS MG 1 | 447.1 | 251.935 | 301.357 | 550.255 | 133.933 | 519.083 | 432.233 | 412.92 | 550.255 | 432.233
EX2 | NTS MG 2 | 544.264 | 349.099 | 398.521 | 647.419 | 231.097 | 616.247 | 529.397 | 510.084 | 647.419 | 529.397
EX3 | NTS MG 3 | 661.4292 | 466.2642 | 515.6862 | 764.5842 | 348.2622 | 733.4122 | 646.5622 | 627.2492 | 764.5842 | 646.5622
EX4 | NTS MG 4 | 394.629 | 596.18 | 645.602 | 93.766 | 598.48 | 466.612 | 776.478 | 360.449 | 93.766 | 776.478
EX5 | NTS RJ 1 | 460.821 | 64.0913 | 75.0913 | 563.976 | 64.0913 | 530.1227 | 120.2693 | 423.9597 | 563.976 | 120.2693
EX6 | NTS RJ 2 | 352.801 | 46.098 | 95.52 | 456.316 | 45.9433 | 424.064 | 226.396 | 318.621 | 456.316 | 226.396
EX7 | NTS RJ 3 | 307.6236 | 92.7374 | 142.1594 | 448.949 | 89.9518 | 379.6066 | 273.0354 | 273.4436 | 448.949 | 273.0354
EX8 | NTS RJ 4 | 244.471 | 154.518 | 203.94 | 347.896 | 156.818 | 316.724 | 334.816 | 210.561 | 347.896 | 334.816
EX9 | NTS RJ 5 | 395.9185 | 36.5805 | 87.1525 | 499.0735 | 34.0805 | 463.8795 | 218.0285 | 357.719 | 499.0735 | 218.0285
EX10 | NTS SP 1 | 162.8428 | 343.1248 | 329.0532 | 222.2428 | 278.4492 | 234.8258 | 459.9292 | 128.6628 | 222.2428 | 459.9292
EX11 | NTS SP 2 | 77.568 | 319.4677 | 367.8097 | 221.0717 | 321.7677 | 151.7743 | 498.6857 | 45.6113 | 221.0717 | 498.6857
EX12 | NTS SP 3 | 176.6012 | 435.4332 | 483.808 | 337.0372 | 437.7332 | 46.044 | 614.684 | 70.3542 | 337.0372 | 614.684
EX13 | NTS SP 4 | 211.584 | 470.416 | 519.838 | 372.02 | 472.716 | 0.826 | 650.714 | 105.337 | 372.02 | 650.714
EX14 | PE-GUARAREMA (INTERCONEXÃO) | 106.247 | 365.079 | 414.501 | 266.683 | 367.379 | 106.163 | 545.377 | 0 | 266.683 | 545.377
EX15 | PE-REPLAN (INTERCONEXÃO) | 300.863 | 502.414 | 551.836 | 0 | 504.714 | 372.846 | 682.712 | 266.683 | 0 | 682.712
EX16 | PE-TECAB (INTERCONEXÃO) | 579.557 | 180.298 | 152.876 | 682.712 | 180.298 | 651.54 | 0 | 545.377 | 682.712 | 0
Step 3 | Calculate the proportion of forecasted booked entry (respectively exit) capacity at each point relative to the total forecasted booked entry (respectively exit) capacity;
Variable | Description
PENi | Proportion factor of entry point i
PEX j | Proportion factor of exit zone j
Formula:
[PENi] | Value |  | [PEXj] | Value |  | [PENi] | PEN1 | PEN2 | PEN3 | PEN4 | PEN5 | PEN6 | PEN7 | PEN8 | PEN9 | PEN10
PEN1 | 0.22698 |  | PEX1 | 0.01186 |  | Value | 0.22698 | 0.32018 | 0.21503 | 0 | 0 | 0 | 0.23781 | 0 | 0 | 0 | 1
PEN2 | 0.32018 |  | PEX2 | 0.032786
PEN3 | 0.21503 |  | PEX3 | 0.053478
PEN4 | 0 |  | PEX4 | 0.0065455
PEN5 | 0 |  | PEX5 | 0.34766
PEN6 | 0 |  | PEX6 | 0.16424
PEN7 | 0.23781 |  | PEX7 | 0.03349
PEN8 | 0 |  | PEX8 | 0.0063111
PEN9 | 0 |  | PEX9 | 0.041579
PEN10 | 0 |  | PEX10 | 0.02417
| 1 |  | PEX11 | 0.05807
|  |  | PEX12 | 0.15571
|  |  | PEX13 | 0.064107
|  |  | PEX14 | 0
|  |  | PEX15 | 0
|  |  | PEX16 | 0
1
Step 4 | For each entry point (respectively exit point) , calculate capacity-weighted average distance to all exit points (respectively entry points); average distance is weighted by forecasted booked capacity
Variable | Description
ADENi | Capacity weighted average distance from entry i
ADEXj | Capacity weighted average distance from entry j
Formula:
[ADENi] | Value |  | [ADEXi] | Value
ADEN1 | 357.063 |  | ADEX1 | 349.7372
ADEN2 | 203.5265 |  | ADEX2 | 446.9012
ADEN3 | 237.8783 |  | ADEX3 | 564.0664
ADEN4 | 472.7892 |  | ADEX4 | 603.9375
ADEN5 | 190.8305 |  | ADEX5 | 169.8643
ADEN6 | 378.2969 |  | ADEX6 | 169.2165
ADEN7 | 338.9609 |  | ADEX7 | 195.0158
ADEN8 | 306.0733 |  | ADEX8 | 228.4397
ADEN9 | 472.7892 |  | ADEX9 | 172.1666
ADEN10 | 338.9609 |  | ADEX10 | 326.9571
|  |  | ADEX11 | 317.578
|  |  | ADEX12 | 429.7151
|  |  | ADEX13 | 465.1722
|  |  | ADEX14 | 359.8352
|  |  | ADEX15 | 510.1715
|  |  | ADEX16 | 222.146
Step 5 | Determine the weight of each entry point (respectively exit point) as the ratio between the product of its forecasted booked capacity with its average distance and the sums of such products for all entry points (respectively exit point)
Variable | Description
WENi | Is the weight of entry point i
WEXj | Is the weight of exit point j
Formula:
[WENi] | Value |  | [WEXi] | Value
WEN1 | 0.29156 |  | WEX1 | 0.014922
WEN2 | 0.23443 |  | WEX2 | 0.052711
WEN3 | 0.18402 |  | WEX3 | 0.10852
WEN4 | 0 |  | WEX4 | 0.014221
WEN5 | 0 |  | WEX5 | 0.21245
WEN6 | 0 |  | WEX6 | 0.099985
WEN7 | 0.28999 |  | WEX7 | 0.023495
WEN8 | 0 |  | WEX8 | 0.0051865
WEN9 | 0 |  | WEX9 | 0.025753
WEN10 | 0 |  | WEX10 | 0.028429
| 1 |  | WEX11 | 0.066344
|  |  | WEX12 | 0.24071
|  |  | WEX13 | 0.10728
|  |  | WEX14 | 0
|  |  | WEX15 | 0
|  |  | WEX16 | 0
1
Step 6 | Allocate entry cost (respectively exit costs) by multiplying the total revenue to be collected from entry points by the weight of each entry point (respectively exit point)
Variable | Description
RENi | Is the revenue to be collected from entry point i
REXj | Is the revenue to be collected from exit point j
Formula:
[WENi] | Value |  | [WEXi] | Value
REN1 | 1458.3294 |  | REX1 | 31.8599
REN2 | 1172.5913 |  | REX2 | 112.5426
REN3 | 920.431 |  | REX3 | 231.696
REN4 | 0 |  | REX4 | 30.3634
REN5 | 0 |  | REX5 | 453.5914
REN6 | 0 |  | REX6 | 213.4743
REN7 | 1450.5011 |  | REX7 | 50.1642
REN8 | 0 |  | REX8 | 11.0736
REN9 | 0 |  | REX9 | 54.9837
REN10 | 0 |  | REX10 | 60.6979
| 5001.8529 |  | REX11 | 141.6487
|  |  | REX12 | 513.9228
|  |  | REX13 | 229.0516
|  |  | REX14 | 0
|  |  | REX15 | 0
|  |  | REX16 | 0
2135.07
Step 7 | Determine tariffs by dividing revenue to be collected from a point by its forecasted booked capacity
Variable | Description
TENi | Is the tariff at entry point i
TEXj | Is the tariff at exit point j
Formula:
[TENi] | Ponto de Entrada | [TENi CWD] |  |  |  |  | PEN1: [TEXj]; PEN2: Zona de Saída; PEN3: [TEXj CWD]
TEN1 | PR-CARAGUATATUBA | 7.5546 |  |  |  |  | PEN1: TEX1; PEN2: NTS MG 1; PEN3: 3.855
TEN2 | PR-GNLBGB | 4.3062 |  |  |  |  | PEN1: TEX2; PEN2: NTS MG 2; PEN3: 4.926
TEN3 | PR-ITABORAÍ | 5.033 |  |  |  |  | PEN1: TEX3; PEN2: NTS MG 3; PEN3: 6.2175
TEN4 | PR-GASPAJ (INTERCONEXÃO) | [5 empty] | PEN1: TEX4; PEN2: NTS MG 4; PEN3: 6.657
TEN5 | PR-REDUC | [5 empty] | PEN1: TEX5; PEN2: NTS RJ 1; PEN3: 1.8724
TEN6 | PR-RPBC | [5 empty] | PEN1: TEX6; PEN2: NTS RJ 2; PEN3: 1.8652
TEN7 | PR-TECAB | 7.1716 |  |  |  |  | PEN1: TEX7; PEN2: NTS RJ 3; PEN3: 2.1496
TEN8 | PR-GUARAREMA (INTERCONEXÃO) | [5 empty] | PEN1: TEX8; PEN2: NTS RJ 4; PEN3: 2.518
TEN9 | PR-REPLAN (INTERCONEXÃO) | [5 empty] | PEN1: TEX9; PEN2: NTS RJ 5; PEN3: 1.8977
TEN10 | PR-TECAB (INTERCONEXÃO) | [5 empty] | PEN1: TEX10; PEN2: NTS SP 1; PEN3: 3.6039
[7 empty] | TEX11 | NTS SP 2 | 3.5006
[7 empty] | TEX12 | NTS SP 3 | 4.7366
[7 empty] | TEX13 | NTS SP 4 | 5.1274
[7 empty] | TEX14 | PE-GUARAREMA (INTERCONEXÃO)
[7 empty] | TEX15 | PE-REPLAN (INTERCONEXÃO)
[7 empty] | TEX16 | PE-TECAB (INTERCONEXÃO)
[TENi] | Ponto de Entrada | [TENi CWD] | [TEN postal] | [TEN] | Check |  | [TEXj] | Zona de Saída | [TEXj CWD] | [TEX postal] | [TEX] | Check
TEN1 | PR-CARAGUATATUBA | 1.5109 | 4.705 | 6.2159 | 1199902753.6084 |  | TEX1 | NTS MG 1 | 0.77101 | 2.4512 | 3.2222 | 26629690.9129
TEN2 | PR-GNLBGB | 0.86123 | 4.705 | 5.5662 | 1515710057.9542 |  | TEX2 | NTS MG 2 | 0.98521 | 2.4512 | 3.4364 | 78509259.9137
TEN3 | PR-ITABORAÍ | 1.0066 | 4.705 | 5.7116 | 1044534619.0332 |  | TEX3 | NTS MG 3 | 1.2435 | 2.4512 | 3.6947 | 137682475.8411
TEN4 | PR-GASPAJ (INTERCONEXÃO) |  | 4.705 | 0.57472 | 0 |  | TEX4 | NTS MG 4 | 1.3314 | 2.4512 | 3.7826 | 17252802.4137
TEN5 | PR-REDUC | [5 empty] | TEX5 | NTS RJ 1 | 0.37447 | 2.4512 | 2.8256 | 684533061.7244
TEN6 | PR-RPBC | [5 empty] | TEX6 | NTS RJ 2 | 0.37304 | 2.4512 | 2.8242 | 323232548.2932
TEN7 | PR-TECAB | 1.4343 | 4.705 | 6.1393 | 1241705422.6266 |  | TEX7 | NTS RJ 3 | 0.42992 | 2.4512 | 2.8811 | 67235032.3378
TEN8 | PR-GUARAREMA (INTERCONEXÃO) |  |  | 0.53463 |  |  | TEX8 | NTS RJ 4 | 0.5036 | 2.4512 | 2.9548 | 12994355.468
TEN9 | PR-REPLAN (INTERCONEXÃO) |  |  | 0.57472 | 5001852853.2224 |  | TEX9 | NTS RJ 5 | 0.37955 | 2.4512 | 2.8307 | 82015562.1662
TEN10 | PR-TECAB (INTERCONEXÃO) |  |  | 0.56154 |  |  | TEX10 | NTS SP 1 | 0.72079 | 2.4512 | 3.172 | 53422611.8734
[7 empty] | TEX11 | NTS SP 2 | 0.70011 | 2.4512 | 3.1513 | 127515800.1367
[7 empty] | TEX12 | NTS SP 3 | 0.94732 | 2.4512 | 3.3985 | 368738035.0724
[7 empty] | TEX13 | NTS SP 4 | 1.0255 | 2.4512 | 3.4767 | 155308797.8382
[7 empty] | TEX14 | PE-GUARAREMA (INTERCONEXÃO) |  |  | 0
[7 empty] | TEX15 | PE-REPLAN (INTERCONEXÃO) |  |  | 0.30415 | 2135070033.9917
[7 empty] | TEX16 | PE-TECAB (INTERCONEXÃO) |  |  | 0.26282
Desconto na(s) Interconexão(ões) |  | 90%
Cálculo da receita arrecada nas interconexões, já considerando o desconto:
| Interconexão | QDC (mil m³@9.400) | Tarifas sem Desconto (R$/MMBTu) | Tarifas com Desconto (R$/MMBTu) | Receita (R$)
| REPLAN - Entrada | 200 | 5.7472 | 0.57472 | 1565008.9255
| PE Guararema | 6000 | 5.3463 | 0.53463 | 43675021.9129
| Cabiunas - Entrada | 200 | 5.6154 | 0.56154 | 1529118.4262
| PR-GASPAJ | 335 | 5.7472 | 0.57472 | 2621389.9502
| REPLAN - Saida | 7011 | 3.0415 | 0.30415 | 29032885.0676
| Cabiunas - Saída | 200 | 2.6282 | 0.26282 | 715677.6995
79139101.9818
|  |  |  | Receita Total | 7216061989.1959
|  |  |  | Check | 0
𝑃_(〖𝐸𝑁〗_𝑖= 〖𝐵𝐶〗_(〖𝐸𝑁〗_𝑖 )/(∑▒〖𝐵𝐶〗_𝐸𝑁 ) )
𝑃_(〖𝐸𝑋〗_𝑗= 〖𝐵𝐶〗_(〖𝐸𝑋〗_𝑗 )/(∑▒〖𝐵𝐶〗_𝐸𝑋 ) )
〖𝐴𝐷〗_(〖𝐸𝑁〗_𝑖 )= ∑▒〖𝑃_(〖𝐸𝑋〗_𝑗 ) ∙ 𝐷_(〖𝐸𝑁〗_𝑖 〖𝐸𝑋〗_𝑗 ) 〗
〖𝐴𝐷〗_(〖𝐸𝑋〗_𝑗 )= ∑▒〖𝑃_(〖𝐸𝑁〗_𝑖 ) ∙ 𝐷_(〖𝐸𝑋〗_𝑗 〖𝐸𝑁〗_𝑖 ) 〗
𝑊_(〖𝐸𝑁〗_𝑖 )= (〖𝐵𝐶〗_(〖𝐸𝑁〗_𝑖 )∙ 〖𝐴𝐷〗_(〖𝐸𝑁〗_𝑖 ))/(∑▒〖〖𝐵𝐶〗_(〖𝐸𝑁〗_𝑖 )∙ 〖𝐴𝐷〗_(〖𝐸𝑁〗_𝑖 ) 〗)
𝑊_(〖𝐸𝑋〗_𝑗 )= (〖𝐵𝐶〗_(〖𝐸𝑋〗_𝑖 )∙ 〖𝐴𝐷〗_(〖𝐸𝑋〗_𝑖 ))/(∑▒〖〖𝐵𝐶〗_(〖𝐸𝑋〗_𝑖 )∙ 〖𝐴𝐷〗_(〖𝐸𝑋〗_𝑖 ) 〗)
𝑅_(〖𝐸𝑁〗_𝑖 )= 𝑊_(〖𝐸𝑁〗_𝑖 ) ∙ 𝑅_𝐸𝑁
𝑅_(〖𝐸𝑋〗_𝑗 )= 𝑊_(〖𝐸𝑋〗_𝑗 ) ∙ 𝑅_𝐸𝑋
𝑇_(〖𝐸𝑁〗_𝑖 )= 𝑅_(〖𝐸𝑁〗_𝑖 )/〖𝐵𝐶〗_(〖𝐸𝑁〗_𝑖 )
𝑇_(〖𝐸𝑋〗_𝑖 )= 𝑅_(〖𝐸𝑋〗_𝑗 )/(𝐵𝐶_(〖𝐸𝑋〗_𝑗 ) )

## Tarifa Ponderada Legados 2027
Code | Entrada | BC [MMBTU] | T | R |  |  |  |  | PR-CARAGUATATUBA | PR-GNLBGB | PR-ITABORAÍ | PR-GASPAJ (INTERCONEXÃO) | PR-REDUC | PR-RPBC | PR-TECAB | PR-GUARAREMA (INTERCONEXÃO) | PR-REPLAN (INTERCONEXÃO) | PR-TECAB (INTERCONEXÃO)
TEN1 | PR-CARAGUATATUBA | 193037657.2596 | 6.2159 | 1199902753.6084 |  |  |  | MG | 9.7816 | 9.1319 | 9.2773 | 4.1405 |  |  | 9.705 | 4.1004 | 4.1405 | 4.1273
TEN2 | PR-GNLBGB | 272305906.7 | 5.5662 | 1515710057.9542 |  |  |  | RJ | 9.046 | 8.3963 | 8.5417 | 3.4048 |  |  | 8.9694 | 3.3647 | 3.4048 | 3.3917
TEN3 | PR-ITABORAÍ | 182880646.9397 | 5.7116 | 1044534619.0332 |  |  |  | SP | 9.5653 | 8.9156 | 9.061 | 3.9242 |  |  | 9.4887 | 3.8841 | 3.9242 | 3.911
TEN4 | PR-GASPAJ (INTERCONEXÃO) | 4561123.9372 | 0.57472 | 2621389.9502 |  |  |  | PE-GUARAREMA (INTERCONEXÃO)
TEN5 | PR-REDUC | 0 | [5 empty] | PE-REPLAN (INTERCONEXÃO) | 6.52 | 5.8704 | 6.0157 | 0.87887 |  |  | 6.4434 | 0.83878 | 0.87887 | 0.86569
TEN6 | PR-RPBC | 0 | [5 empty] | PE-TECAB (INTERCONEXÃO) | 6.4787 | 5.829 | 5.9744 | 0.83755 |  |  | 6.4021 | 0.79745 | 0.83755 | 0.82437
TEN7 | PR-TECAB | 202255212.2014 | 6.1393 | 1241705422.6266
TEN8 | PR-GUARAREMA (INTERCONEXÃO) | 81691772.01 | 0.53463 | 43675021.9129
TEN9 | PR-REPLAN (INTERCONEXÃO) | 2723059.067 | 0.57472 | 1565008.9255
TEN10 | PR-TECAB (INTERCONEXÃO) | 2723059.067 | 0.56154 | 1529118.4262
5051243392.4371
Code | Zonas Saídas | BC [MMBTU] | BC total UF | T | R | R total UF | T UF
TEX1 | NTS MG 1 | 8264484.2683 |  | 3.2222 | 26629690.9129
TEX2 | NTS MG 2 | 22846465.5721 |  | 3.4364 | 78509259.9137
TEX3 | NTS MG 3 | 37265063.3319 |  | 3.6947 | 137682475.8411
TEX4 | NTS MG 4 | 4561123.9372 | 72937137.1096 | 3.7826 | 17252802.4137 | 260074229.0814 | 3.5657
TEX5 | NTS RJ 1 | 242256949.8957 |  | 2.8256 | 684533061.7244
TEX6 | NTS RJ 2 | 114450172.586 |  | 2.8242 | 323232548.2932
TEX7 | NTS RJ 3 | 23336616.2042 |  | 2.8811 | 67235032.3378
TEX8 | NTS RJ 4 | 4397740.3932 |  | 2.9548 | 12994355.468
TEX9 | NTS RJ 5 | 28973348.4729 | 413414827.5519 | 2.8307 | 82015562.1662 | 1170010559.9896 | 2.8301
TEX10 | NTS SP 1 | 16842120.3294 |  | 3.172 | 53422611.8734
TEX11 | NTS SP 2 | 40464657.7356 |  | 3.1513 | 127515800.1367
TEX12 | NTS SP 3 | 108500288.5246 |  | 3.3985 | 368738035.0724
TEX13 | NTS SP 4 | 44671783.9941 | 210478850.5838 | 3.4767 | 155308797.8382 | 704985244.9206 | 3.3494
TEX14 | PE-GUARAREMA (INTERCONEXÃO) | 0 | 0 | 0 | 0 | 0
TEX15 | PE-REPLAN (INTERCONEXÃO) | 95456835.5937 | 95456835.5937 | 0.30415 | 29032885.0676 | 29032885.0676 | 0.30415
TEX16 | PE-TECAB (INTERCONEXÃO) | 2723059.067 | 2723059.067 | 0.26282 | 715677.6995 | 715677.6995 | 0.26282
|  | 795010709.906 | 795010709.906 |  | 2164818596.7588 | 2164818596.7588
Tponderada
| MG | 3.5657
| RJ | 2.8301
| SP | 3.3494
PE-GUARAREMA (INTERCONEXÃO)
| PE-REPLAN (INTERCONEXÃO) | 0.30415
| PE-TECAB (INTERCONEXÃO) | 0.26282

## CWD 2028 GASIG (sem desc.)
| Cálculo da Tarifa de Entrada-Saída (Postal) |  |  |  |  | Ano Referência
2025
| Receita Total | Rtotal | 52.4065 | Milhões de Reais
70% | Receita Alocada para Entrada | Ren | 36.6845 | Milhões de Reais/ano
| Total da Reserva de Capacidade de Entrada Anual | BC∑En | 20385615 | Mil de m3 | 760427859.7551 | MMBTU
| Tarifa de Entrada Postal | Ten | 0.0017995 | R$/m3 | 0.048242 | R$/MMBtu
30% | Receita Alocada para Saída | Rex | 15.7219 | Milhões de Reais/ano
| Total da Reserva de Capacidade de Saída Anual | BC∑Ex | 18480315 | Mil de m3 | 689356018.1064 | MMBTU
| Tarifa de Saída Postal | Tex | 0.00085074 | R$/m3 | 0.022807 | R$/MMBtu
| Proporção Postal: | 80%
Step 1 | Define technical capacity at each entry and exit point; define forecasted booked capacity at each entry and exit point; [define (ex ante) the share of revenue to be collected from entry points and the share of revenue to be collected from exit points].
Variable | Description
CENi | Capacity at entry entry point i
CEXj | Capacity at exit entry point j
BCENi | Forecasted Booked Capacity at entry point i | [5 empty] | 37.3022
BCEXj | Forecasted Booked Capacity at exit point j | [5 empty] | 0.037302
|  | 2025 |  |  |  | 2025
|  | [Base diária] |  |  |  | [Base anual]
Code | Entrada | CENi [mil m³@9.400] | BCENi [mil m³@9.400] |  |  | CENi [MMBTU] | BCENi [MMBTU]
EN 01 | PR-CARAGUATATUBA | 20000 | 9427 |  |  | 272305906.7 | 128351389.123
EN 02 | PR-GNLBGB | 20000 | 20000 |  |  | 272305906.7 | 272305906.7
EN 03 | PR-ITABORAÍ | 18200 | 13448 |  |  | 247798375.097 | 183098491.6651
EN 04 | PR-GASPAJ (INTERCONEXÃO) | 1250 | 305 |  |  | 17019119.1687 | 4152665.0772
EN 05 | PR-REDUC | 5000 | 0 |  |  | 68076476.675 | 0
EN 06 | PR-RPBC | 2200 | 0 |  |  | 29953649.737 | 0
EN 07 | PR-TECAB | 25160 | 6266 |  |  | 342560830.6286 | 85313440.5691
EN 08 | PR-GUARAREMA (INTERCONEXÃO) | 0 | 6000 |  |  | 0 | 81691772.01
EN 09 | PR-REPLAN (INTERCONEXÃO) | 0 | 205 |  |  | 0 | 2791135.5437
EN 10 | PR-TECAB (INTERCONEXÃO) | 0 | 200 |  |  | 0 | 2723059.067
|  | 91810 | 55851 |  |  | 1250020264.7063 | 760427859.7551
|  | 2025 |  |  |  | 2025
|  | [Base diária] |  |  |  | [Base anual]
Code | Zonas Saídas | CEXi [mil m³@9.400] | BCEXi [ml m³@9.400] |  |  | CEXi [MMBTU] | BCEXi [MMBTU]
EX1 | NTS MG 1 | 864.5 | 633 |  |  | 11770422.8171 | 8618481.9471
EX2 | NTS MG 2 | 1825.9 | 1098 |  |  | 24860167.7522 | 14949594.2778
EX3 | NTS MG 3 | 3040.95 | 2852 |  |  | 41403432.349 | 38830822.2954
EX4 | NTS MG 4 | 1187.5 | 305 |  |  | 16168163.2103 | 4152665.0772
EX5 | NTS RJ 1 | 21185 | 13624 |  |  | 288440031.672 | 185494783.644
EX6 | NTS RJ 2 | 11271.75 | 8403 |  |  | 153468205.1923 | 114409326.7
EX7 | NTS RJ 3 | 3249 | 2173 |  |  | 44236094.5434 | 29586036.763
EX8 | NTS RJ 4 | 498.75 | 283 |  |  | 6790628.5483 | 3853128.5798
EX9 | NTS RJ 5 | 3321.2 | 2116 |  |  | 45219118.8666 | 28809964.9289
EX10 | NTS SP 1 | 14292.75 | 1050 |  |  | 194600012.3993 | 14296060.1017
EX11 | NTS SP 2 | 3971 | 3003 |  |  | 54066337.7753 | 40886731.891
EX12 | NTS SP 3 | 9941.75 | 5584 |  |  | 135359862.3967 | 76027809.1506
EX13 | NTS SP 4 | 3809.5 | 2483 |  |  | 51867467.5787 | 33806778.3168
EX14 | PE-GUARAREMA (INTERCONEXÃO) | 0 | 0 |  |  | 0 | 0
EX15 | PE-REPLAN (INTERCONEXÃO) | 0 | 6824 |  |  | 0 | 92910775.366
EX16 | PE-TECAB (INTERCONEXÃO) | 0 | 200 |  |  | 0 | 2723059.067
|  | 78459.55 | 50631 |  |  | 1068249945.1012 | 689356018.1064
Step 2 | Calculate distance between each entry point and each exit point in the system
Variable | Description
[DENiEXj] | Matrix of the distances from entrry i to exit j
|  | EN 01 | EN 02 | EN 03 | EN 04 | EN 05 | EN 06 | EN 07 | EN 08 | EN 09 | EN 10
|  | PR-CARAGUA-TATUBA | PR-GNLBGB | PR-ITABORAÍ | PR-GASPAJ | PR-REDUC | PR-RPBC | PR-TECAB | PR-GUARAREMA (INTERCONEXÃO) | PR-REPLAN (INTERCONEXÃO) | PR-TECAB (INTERCONEXÃO)
EX1 | NTS MG 1 | 447.1 | 251.935 | 301.357 | 550.255 | 133.933 | 519.083 | 432.233 | 412.92 | 550.255 | 432.233
EX2 | NTS MG 2 | 544.264 | 349.099 | 398.521 | 647.419 | 231.097 | 616.247 | 529.397 | 510.084 | 647.419 | 529.397
EX3 | NTS MG 3 | 661.4292 | 466.2642 | 515.6862 | 764.5842 | 348.2622 | 733.4122 | 646.5622 | 627.2492 | 764.5842 | 646.5622
EX4 | NTS MG 4 | 394.629 | 596.18 | 645.602 | 93.766 | 598.48 | 466.612 | 776.478 | 360.449 | 93.766 | 776.478
EX5 | NTS RJ 1 | 460.821 | 64.0913 | 75.0913 | 563.976 | 64.0913 | 530.1227 | 120.2693 | 423.9597 | 563.976 | 120.2693
EX6 | NTS RJ 2 | 352.801 | 46.098 | 95.52 | 456.316 | 45.9433 | 424.064 | 226.396 | 318.621 | 456.316 | 226.396
EX7 | NTS RJ 3 | 307.6236 | 92.7374 | 142.1594 | 448.949 | 89.9518 | 379.6066 | 273.0354 | 273.4436 | 448.949 | 273.0354
EX8 | NTS RJ 4 | 244.471 | 154.518 | 203.94 | 347.896 | 156.818 | 316.724 | 334.816 | 210.561 | 347.896 | 334.816
EX9 | NTS RJ 5 | 395.9185 | 36.5805 | 87.1525 | 499.0735 | 34.0805 | 463.8795 | 218.0285 | 357.719 | 499.0735 | 218.0285
EX10 | NTS SP 1 | 162.8428 | 343.1248 | 329.0532 | 222.2428 | 278.4492 | 234.8258 | 459.9292 | 128.6628 | 222.2428 | 459.9292
EX11 | NTS SP 2 | 77.568 | 319.4677 | 367.8097 | 221.0717 | 321.7677 | 151.7743 | 498.6857 | 45.6113 | 221.0717 | 498.6857
EX12 | NTS SP 3 | 176.6012 | 435.4332 | 483.808 | 337.0372 | 437.7332 | 46.044 | 614.684 | 70.3542 | 337.0372 | 614.684
EX13 | NTS SP 4 | 211.584 | 470.416 | 519.838 | 372.02 | 472.716 | 0.826 | 650.714 | 105.337 | 372.02 | 650.714
EX14 | PE-GUARAREMA (INTERCONEXÃO) | 106.247 | 365.079 | 414.501 | 266.683 | 367.379 | 106.163 | 545.377 | 0 | 266.683 | 545.377
EX15 | PE-REPLAN (INTERCONEXÃO) | 300.863 | 502.414 | 551.836 | 0 | 504.714 | 372.846 | 682.712 | 266.683 | 0 | 682.712
EX16 | PE-TECAB (INTERCONEXÃO) | 579.557 | 180.298 | 152.876 | 682.712 | 180.298 | 651.54 | 0 | 545.377 | 682.712 | 0
Step 3 | Calculate the proportion of forecasted booked entry (respectively exit) capacity at each point relative to the total forecasted booked entry (respectively exit) capacity;
Variable | Description
PENi | Proportion factor of entry point i
PEX j | Proportion factor of exit zone j
Formula:
[PENi] | Value |  | [PEXj] | Value |  | [PENi] | PEN1 | PEN2 | PEN3 | PEN4 | PEN5 | PEN6 | PEN7 | PEN8 | PEN9 | PEN10
PEN1 | 0.16879 |  | PEX1 | 0.012502 |  | Value | 0.16879 | 0.3581 | 0.24078 | 0.005461 | 0 | 0 | 0.11219 | 0.10743 | 0.0036705 | 0.003581 | 1
PEN2 | 0.3581 |  | PEX2 | 0.021686
PEN3 | 0.24078 |  | PEX3 | 0.056329
PEN4 | 0.005461 |  | PEX4 | 0.006024
PEN5 | 0 |  | PEX5 | 0.26908
PEN6 | 0 |  | PEX6 | 0.16597
PEN7 | 0.11219 |  | PEX7 | 0.042918
PEN8 | 0.10743 |  | PEX8 | 0.0055895
PEN9 | 0.0036705 |  | PEX9 | 0.041793
PEN10 | 0.003581 |  | PEX10 | 0.020738
| 1 |  | PEX11 | 0.059311
|  |  | PEX12 | 0.11029
|  |  | PEX13 | 0.049041
|  |  | PEX14 | 0
|  |  | PEX15 | 0.13478
|  |  | PEX16 | 0.0039501
1
Step 4 | For each entry point (respectively exit point) , calculate capacity-weighted average distance to all exit points (respectively entry points); average distance is weighted by forecasted booked capacity
Variable | Description
ADENi | Capacity weighted average distance from entry i
ADEXj | Capacity weighted average distance from entry j
Formula:
[ADENi] | Value |  | [ADEXi] | Value
ADEN1 | 351.3663 |  | ADEX1 | 337.6686
ADEN2 | 237.4292 |  | ADEX2 | 434.8326
ADEN3 | 274.7606 |  | ADEX3 | 551.9978
ADEN4 | 409.9461 |  | ADEX4 | 565.022
ADEN5 | 225.9965 |  | ADEX5 | 183.432
ADEN6 | 386.2699 |  | ADEX6 | 163.6621
ADEN7 | 381.4558 |  | ADEX7 | 184.447
ADEN8 | 304.9478 |  | ADEX8 | 210.261
ADEN9 | 409.9461 |  | ADEX9 | 169.1389
ADEN10 | 381.4558 |  | ADEX10 | 298.6866
|  |  | ADEX11 | 280.7077
|  |  | ADEX12 | 384.027
|  |  | ADEX13 | 419.3832
|  |  | ADEX14 | 314.0462
|  |  | ADEX15 | 471.256
|  |  | ADEX16 | 264.0197
Step 5 | Determine the weight of each entry point (respectively exit point) as the ratio between the product of its forecasted booked capacity with its average distance and the sums of such products for all entry points (respectively exit point)
Variable | Description
WENi | Is the weight of entry point i
WEXj | Is the weight of exit point j
Formula:
[WENi] | Value |  | [WEXi] | Value
WEN1 | 0.2037 |  | WEX1 | 0.0145
WEN2 | 0.29202 |  | WEX2 | 0.032388
WEN3 | 0.22723 |  | WEX3 | 0.10679
WEN4 | 0.0076891 |  | WEX4 | 0.01169
WEN5 | 0 |  | WEX5 | 0.16953
WEN6 | 0 |  | WEX6 | 0.093292
WEN7 | 0.14699 |  | WEX7 | 0.027189
WEN8 | 0.11252 |  | WEX8 | 0.0040365
WEN9 | 0.0051681 |  | WEX9 | 0.024279
WEN10 | 0.0046916 |  | WEX10 | 0.021275
| 1 |  | WEX11 | 0.057184
|  |  | WEX12 | 0.14547
|  |  | WEX13 | 0.07064
|  |  | WEX14 | 0
|  |  | WEX15 | 0.21815
|  |  | WEX16 | 0.003582
1
Step 6 | Allocate entry cost (respectively exit costs) by multiplying the total revenue to be collected from entry points by the weight of each entry point (respectively exit point)
Variable | Description
RENi | Is the revenue to be collected from entry point i
REXj | Is the revenue to be collected from exit point j
Formula:
[WENi] | Value |  | [WEXi] | Value
REN1 | 7.4725 |  | REX1 | 0.22796
REN2 | 10.7126 |  | REX2 | 0.50921
REN3 | 8.3357 |  | REX3 | 1.679
REN4 | 0.28207 |  | REX4 | 0.1838
REN5 | 0 |  | REX5 | 2.6653
REN6 | 0 |  | REX6 | 1.4667
REN7 | 5.3922 |  | REX7 | 0.42747
REN8 | 4.1277 |  | REX8 | 0.063462
REN9 | 0.18959 |  | REX9 | 0.38171
REN10 | 0.17211 |  | REX10 | 0.33448
| 36.6845 |  | REX11 | 0.89904
|  |  | REX12 | 2.2871
|  |  | REX13 | 1.1106
|  |  | REX14 | 0
|  |  | REX15 | 3.4298
|  |  | REX16 | 0.056317
15.7219
Step 7 | Determine tariffs by dividing revenue to be collected from a point by its forecasted booked capacity
Variable | Description
TENi | Is the tariff at entry point i
TEXj | Is the tariff at exit point j
Formula:
[TENi] | Ponto de Entrada | [TENi CWD] |  |  |  |  | PEN1: [TEXj]; PEN2: Zona de Saída; PEN3: [TEXj CWD]
TEN1 | PR-CARAGUATATUBA | 0.058219 |  |  |  |  | PEN1: TEX1; PEN2: NTS MG 1; PEN3: 0.02645
TEN2 | PR-GNLBGB | 0.03934 |  |  |  |  | PEN1: TEX2; PEN2: NTS MG 2; PEN3: 0.034062
TEN3 | PR-ITABORAÍ | 0.045526 |  |  |  |  | PEN1: TEX3; PEN2: NTS MG 3; PEN3: 0.043239
TEN4 | PR-GASPAJ (INTERCONEXÃO) | 0.067925 |  |  |  |  | PEN1: TEX4; PEN2: NTS MG 4; PEN3: 0.04426
TEN5 | PR-REDUC | [5 empty] | PEN1: TEX5; PEN2: NTS RJ 1; PEN3: 0.014369
TEN6 | PR-RPBC | [5 empty] | PEN1: TEX6; PEN2: NTS RJ 2; PEN3: 0.01282
TEN7 | PR-TECAB | 0.063205 |  |  |  |  | PEN1: TEX7; PEN2: NTS RJ 3; PEN3: 0.014448
TEN8 | PR-GUARAREMA (INTERCONEXÃO) | 0.050528 |  |  |  |  | PEN1: TEX8; PEN2: NTS RJ 4; PEN3: 0.01647
TEN9 | PR-REPLAN (INTERCONEXÃO) | 0.067925 |  |  |  |  | PEN1: TEX9; PEN2: NTS RJ 5; PEN3: 0.013249
TEN10 | PR-TECAB (INTERCONEXÃO) | 0.063205 |  |  |  |  | PEN1: TEX10; PEN2: NTS SP 1; PEN3: 0.023397
[7 empty] | TEX11 | NTS SP 2 | 0.021989
[7 empty] | TEX12 | NTS SP 3 | 0.030082
[7 empty] | TEX13 | NTS SP 4 | 0.032851
[7 empty] | TEX14 | PE-GUARAREMA (INTERCONEXÃO)
[7 empty] | TEX15 | PE-REPLAN (INTERCONEXÃO) | 0.036915
[7 empty] | TEX16 | PE-TECAB (INTERCONEXÃO) | 0.020681
[TENi] | Ponto de Entrada | [TENi CWD] | [TEN postal] | [TEN] |  |  | PEN1: [TEXj]; PEN2: Zona de Saída; PEN3: [TEXj CWD]; PEN4: [TEX postal]; PEN5: [TEX]
TEN1 | PR-CARAGUATATUBA | 0.011644 | 0.038594 | 0.050237 |  |  | PEN1: TEX1; PEN2: NTS MG 1; PEN3: 0.0052901; PEN4: 0.018245; PEN5: 0.023535
TEN2 | PR-GNLBGB | 0.0078681 | 0.038594 | 0.046462 |  |  | PEN1: TEX2; PEN2: NTS MG 2; PEN3: 0.0068123; PEN4: 0.018245; PEN5: 0.025058
TEN3 | PR-ITABORAÍ | 0.0091052 | 0.038594 | 0.047699 |  |  | PEN1: TEX3; PEN2: NTS MG 3; PEN3: 0.0086479; PEN4: 0.018245; PEN5: 0.026893
TEN4 | PR-GASPAJ (INTERCONEXÃO) | 0.013585 | 0.038594 | 0.052179 |  |  | PEN1: TEX4; PEN2: NTS MG 4; PEN3: 0.0088519; PEN4: 0.018245; PEN5: 0.027097
TEN5 | PR-REDUC | [5 empty] | PEN1: TEX5; PEN2: NTS RJ 1; PEN3: 0.0028737; PEN4: 0.018245; PEN5: 0.021119
TEN6 | PR-RPBC | [5 empty] | PEN1: TEX6; PEN2: NTS RJ 2; PEN3: 0.002564; PEN4: 0.018245; PEN5: 0.020809
TEN7 | PR-TECAB | 0.012641 | 0.038594 | 0.051234 |  |  | PEN1: TEX7; PEN2: NTS RJ 3; PEN3: 0.0028896; PEN4: 0.018245; PEN5: 0.021135
TEN8 | PR-GUARAREMA (INTERCONEXÃO) | 0.010106 | 0.038594 | 0.048699 |  |  | PEN1: TEX8; PEN2: NTS RJ 4; PEN3: 0.0032941; PEN4: 0.018245; PEN5: 0.021539
TEN9 | PR-REPLAN (INTERCONEXÃO) | 0.013585 | 0.038594 | 0.052179 |  |  | PEN1: TEX9; PEN2: NTS RJ 5; PEN3: 0.0026498; PEN4: 0.018245; PEN5: 0.020895
TEN10 | PR-TECAB (INTERCONEXÃO) | 0.012641 | 0.038594 | 0.051234 |  |  | PEN1: TEX10; PEN2: NTS SP 1; PEN3: 0.0046794; PEN4: 0.018245; PEN5: 0.022925
[7 empty] | TEX11 | NTS SP 2 | 0.0043977 | 0.018245 | 0.022643
[7 empty] | TEX12 | NTS SP 3 | 0.0060164 | 0.018245 | 0.024262
[7 empty] | TEX13 | NTS SP 4 | 0.0065703 | 0.018245 | 0.024816
[7 empty] | TEX14 | PE-GUARAREMA (INTERCONEXÃO)
[7 empty] | TEX15 | PE-REPLAN (INTERCONEXÃO) | 0.0073829 | 0.018245 | 0.025628
[7 empty] | TEX16 | PE-TECAB (INTERCONEXÃO) | 0.0041363 | 0.018245 | 0.022382
Desconto na(s) Interconexão(ões) |  | 90%
Cálculo da receita arrecada nas interconexões, já considerando o desconto: | [6 empty] | PEN4: 0
| Interconexão | QDC (mil m³@9.400) | Tarifas sem Desconto (R$/MMBTu) | Tarifas com Desconto (R$/MMBTu) | Receita (R$)
| REPLAN - Entrada | 205 | 0.052179 | 0.0052179 | 14563.7623
| PE Guararema | 6000 | 0.048699 | 0.0048699 | 397831.8042
| Cabiunas - Entrada | 200 | 0.051234 | 0.0051234 | 13951.4566
| PR-GASPAJ | 305 | 0.052179 | 0.0052179 | 21668.0366
| REPLAN - Saida | 6824 | 0.025628 | 0.0025628 | 238114.5911
| Cabiunas - Saída | 200 | 0.022382 | 0.0022382 | 6094.6519
692224.3027
𝑃_(〖𝐸𝑁〗_𝑖= (𝐵𝐶_(〖𝐸𝑁〗_𝑖 ))/(∑▒〖𝐵𝐶〗_𝐸𝑁 ) )
𝑃_(〖𝐸𝑋〗_𝑗= 〖𝐵𝐶〗_(〖𝐸𝑋〗_𝑗 )/(∑▒〖𝐵𝐶〗_𝐸𝑋 ) )
〖𝐴𝐷〗_(〖𝐸𝑁〗_𝑖 )= ∑▒〖𝑃_(〖𝐸𝑋〗_𝑗 ) ∙ 𝐷_(〖𝐸𝑁〗_𝑖 〖𝐸𝑋〗_𝑗 ) 〗
〖𝐴𝐷〗_(〖𝐸𝑋〗_𝑗 )= ∑▒〖𝑃_(〖𝐸𝑁〗_𝑖 ) ∙ 𝐷_(〖𝐸𝑋〗_𝑗 〖𝐸𝑁〗_𝑖 ) 〗
𝑊_(〖𝐸𝑁〗_𝑖 )= (𝐵𝐶_(〖𝐸𝑁〗_𝑖 )∙ 〖𝐴𝐷〗_(〖𝐸𝑁〗_𝑖 ))/(∑▒〖〖𝐵𝐶〗_(〖𝐸𝑁〗_𝑖 )∙ 〖𝐴𝐷〗_(〖𝐸𝑁〗_𝑖 ) 〗)
𝑊_(〖𝐸𝑋〗_𝑗 )= (〖𝐵𝐶〗_(〖𝐸𝑋〗_𝑖 )∙ 〖𝐴𝐷〗_(〖𝐸𝑋〗_𝑖 ))/(∑▒〖〖𝐵𝐶〗_(〖𝐸𝑋〗_𝑖 )∙ 〖𝐴𝐷〗_(〖𝐸𝑋〗_𝑖 ) 〗)
𝑅_(〖𝐸𝑁〗_𝑖 )= 𝑊_(〖𝐸𝑁〗_𝑖 ) ∙ 𝑅_𝐸𝑁
𝑅_(〖𝐸𝑋〗_𝑗 )= 𝑊_(〖𝐸𝑋〗_𝑗 ) ∙ 𝑅_𝐸𝑋
𝑇_(〖𝐸𝑁〗_𝑖 )= 𝑅_(〖𝐸𝑁〗_𝑖 )/(𝐵𝐶_(〖𝐸𝑁〗_𝑖 ) )
𝑇_(〖𝐸𝑋〗_𝑖 )= 𝑅_(〖𝐸𝑋〗_𝑗 )/〖𝐵𝐶〗_(〖𝐸𝑋〗_𝑗 )

## CWD 2028 GASIG (com desc.)
| Cálculo da Tarifa de Entrada-Saída (Postal) |  |  |  |  | Ano Referência
2025
| Receita Total | Rtotal | 52.4065 | Milhões de Reais
| Receita para cálculo do desconto na interconexão |  | 51.7143 | Milhões de Reais | Subtraida a receita a ser arrecadada nas interconexões já considerando o desconto para redistribuição dessa "Receita descontada" entre os outros pontos da Rede NTS
70% | Receita Alocada para Entrada | Ren | 36.2365 | Milhões de Reais/ano | Receita na entrada já descontada da receita calculada para as interconexões de entrada na aba "CWD NTS (sem desconto)"
| Total da Reserva de Capacidade de Entrada Anual | BC∑En | 17936465 | Mil de m3 | 669069228.0572 | MMBTU
| Tarifa de Entrada Postal | Ten | 0.0020203 | R$/m3 | 0.05416 | R$/MMBtu
30% | Receita Alocada para Saída | Rex | 15.4777 | Milhões de Reais/ano | Receita na saída já descontada da receita calculada para as interconexões de saída na aba "CWD NTS (sem desconto)"
| Total da Reserva de Capacidade de Saída Anual | BC∑Ex | 15916555 | Mil de m3 | 593722183.6733 | MMBTU
| Tarifa de Saída Postal | Tex | 0.00097243 | R$/m3 | 0.026069 | R$/MMBtu
| Proporção Postal: | 80%
Step 1 | Define technical capacity at each entry and exit point; define forecasted booked capacity at each entry and exit point; [define (ex ante) the share of revenue to be collected from entry points and the share of revenue to be collected from exit points].
Variable | Description
CENi | Capacity at entry entry point i
CEXj | Capacity at exit entry point j
BCENi | Forecasted Booked Capacity at entry point i | [5 empty] | 37.3022
BCEXj | Forecasted Booked Capacity at exit point j | [5 empty] | 0.037302
|  | 2025 |  |  |  | 2025
|  | [Base diária] |  |  |  | [Base anual]
Code | Entrada | CENi [mil m³@9.400] | BCENi [mil m³@9.400] |  |  | CENi [MMBTU] | BCENi [MMBTU]
EN 01 | PR-CARAGUATATUBA | 20000 | 9427 |  |  | 272305906.7 | 128351389.123
EN 02 | PR-GNLBGB | 20000 | 20000 |  |  | 272305906.7 | 272305906.7
EN 03 | PR-ITABORAÍ | 18200 | 13448 |  |  | 247798375.097 | 183098491.6651
EN 04 | PR-GASPAJ (INTERCONEXÃO) |  |  | Remoção da capacidade nas interconexões |  | 0 | 0
EN 05 | PR-REDUC | 5000 | 0 |  |  | 68076476.675 | 0
EN 06 | PR-RPBC | 2200 | 0 |  |  | 29953649.737 | 0
EN 07 | PR-TECAB | 25160 | 6266 |  |  | 342560830.6286 | 85313440.5691
EN 08 | PR-GUARAREMA (INTERCONEXÃO) |  |  | Remoção da capacidade nas interconexões |  | 0 | 0
EN 09 | PR-REPLAN (INTERCONEXÃO) |  |  | Remoção da capacidade nas interconexões |  | 0 | 0
EN 10 | PR-TECAB (INTERCONEXÃO) |  |  | Remoção da capacidade nas interconexões |  | 0 | 0
|  | 90560 | 49141 |  |  | 1233001145.5376 | 669069228.0572
|  | 2025 |  |  |  | 2025
|  | [Base diária] |  |  |  | [Base anual]
Code | Zonas Saídas | CEXi [mil m³@9.400] | BCEXi [ml m³@9.400] |  |  | CEXi [MMBTU] | BCEXi [MMBTU]
EX1 | NTS MG 1 | 864.5 | 633 |  |  | 11770422.8171 | 8618481.9471
EX2 | NTS MG 2 | 1825.9 | 1098 |  |  | 24860167.7522 | 14949594.2778
EX3 | NTS MG 3 | 3040.95 | 2852 |  |  | 41403432.349 | 38830822.2954
EX4 | NTS MG 4 | 1187.5 | 305 |  |  | 16168163.2103 | 4152665.0772
EX5 | NTS RJ 1 | 21185 | 13624 |  |  | 288440031.672 | 185494783.644
EX6 | NTS RJ 2 | 11271.75 | 8403 |  |  | 153468205.1923 | 114409326.7
EX7 | NTS RJ 3 | 3249 | 2173 |  |  | 44236094.5434 | 29586036.763
EX8 | NTS RJ 4 | 498.75 | 283 |  |  | 6790628.5483 | 3853128.5798
EX9 | NTS RJ 5 | 3321.2 | 2116 |  |  | 45219118.8666 | 28809964.9289
EX10 | NTS SP 1 | 14292.75 | 1050 |  |  | 194600012.3993 | 14296060.1017
EX11 | NTS SP 2 | 3971 | 3003 |  |  | 54066337.7753 | 40886731.891
EX12 | NTS SP 3 | 9941.75 | 5584 |  |  | 135359862.3967 | 76027809.1506
EX13 | NTS SP 4 | 3809.5 | 2483 |  |  | 51867467.5787 | 33806778.3168
EX14 | PE-GUARAREMA (INTERCONEXÃO) |  |  | Remoção da capacidade nas interconexões |  | 0 | 0
EX15 | PE-REPLAN (INTERCONEXÃO) |  |  | Remoção da capacidade nas interconexões |  | 0 | 0
EX16 | PE-TECAB (INTERCONEXÃO) |  |  | Remoção da capacidade nas interconexões |  | 0 | 0
|  | 78459.55 | 43607 |  |  | 1068249945.1012 | 593722183.6733
Step 2 | Calculate distance between each entry point and each exit point in the system
Variable | Description
[DENiEXj] | Matrix of the distances from entrry i to exit j
|  | EN 01 | EN 02 | EN 03 | EN 04 | EN 05 | EN 06 | EN 07 | EN 08 | EN 09 | EN 10
|  | PR-CARAGUA-TATUBA | PR-GNLBGB | PR-ITABORAÍ | PR-GASPAJ | PR-REDUC | PR-RPBC | PR-TECAB | PR-GUARAREMA (INTERCONEXÃO) | PR-REPLAN (INTERCONEXÃO) | PR-TECAB (INTERCONEXÃO)
EX1 | NTS MG 1 | 447.1 | 251.935 | 301.357 | 550.255 | 133.933 | 519.083 | 432.233 | 412.92 | 550.255 | 432.233
EX2 | NTS MG 2 | 544.264 | 349.099 | 398.521 | 647.419 | 231.097 | 616.247 | 529.397 | 510.084 | 647.419 | 529.397
EX3 | NTS MG 3 | 661.4292 | 466.2642 | 515.6862 | 764.5842 | 348.2622 | 733.4122 | 646.5622 | 627.2492 | 764.5842 | 646.5622
EX4 | NTS MG 4 | 394.629 | 596.18 | 645.602 | 93.766 | 598.48 | 466.612 | 776.478 | 360.449 | 93.766 | 776.478
EX5 | NTS RJ 1 | 460.821 | 64.0913 | 75.0913 | 563.976 | 64.0913 | 530.1227 | 120.2693 | 423.9597 | 563.976 | 120.2693
EX6 | NTS RJ 2 | 352.801 | 46.098 | 95.52 | 456.316 | 45.9433 | 424.064 | 226.396 | 318.621 | 456.316 | 226.396
EX7 | NTS RJ 3 | 307.6236 | 92.7374 | 142.1594 | 448.949 | 89.9518 | 379.6066 | 273.0354 | 273.4436 | 448.949 | 273.0354
EX8 | NTS RJ 4 | 244.471 | 154.518 | 203.94 | 347.896 | 156.818 | 316.724 | 334.816 | 210.561 | 347.896 | 334.816
EX9 | NTS RJ 5 | 395.9185 | 36.5805 | 87.1525 | 499.0735 | 34.0805 | 463.8795 | 218.0285 | 357.719 | 499.0735 | 218.0285
EX10 | NTS SP 1 | 162.8428 | 343.1248 | 329.0532 | 222.2428 | 278.4492 | 234.8258 | 459.9292 | 128.6628 | 222.2428 | 459.9292
EX11 | NTS SP 2 | 77.568 | 319.4677 | 367.8097 | 221.0717 | 321.7677 | 151.7743 | 498.6857 | 45.6113 | 221.0717 | 498.6857
EX12 | NTS SP 3 | 176.6012 | 435.4332 | 483.808 | 337.0372 | 437.7332 | 46.044 | 614.684 | 70.3542 | 337.0372 | 614.684
EX13 | NTS SP 4 | 211.584 | 470.416 | 519.838 | 372.02 | 472.716 | 0.826 | 650.714 | 105.337 | 372.02 | 650.714
EX14 | PE-GUARAREMA (INTERCONEXÃO) | 106.247 | 365.079 | 414.501 | 266.683 | 367.379 | 106.163 | 545.377 | 0 | 266.683 | 545.377
EX15 | PE-REPLAN (INTERCONEXÃO) | 300.863 | 502.414 | 551.836 | 0 | 504.714 | 372.846 | 682.712 | 266.683 | 0 | 682.712
EX16 | PE-TECAB (INTERCONEXÃO) | 579.557 | 180.298 | 152.876 | 682.712 | 180.298 | 651.54 | 0 | 545.377 | 682.712 | 0
Step 3 | Calculate the proportion of forecasted booked entry (respectively exit) capacity at each point relative to the total forecasted booked entry (respectively exit) capacity;
Variable | Description
PENi | Proportion factor of entry point i
PEX j | Proportion factor of exit zone j
Formula:
[PENi] | Value |  | [PEXj] | Value |  | [PENi] | PEN1 | PEN2 | PEN3 | PEN4 | PEN5 | PEN6 | PEN7 | PEN8 | PEN9 | PEN10
PEN1 | 0.19184 |  | PEX1 | 0.014516 |  | Value | 0.19184 | 0.40699 | 0.27366 | 0 | 0 | 0 | 0.12751 | 0 | 0 | 0 | 1
PEN2 | 0.40699 |  | PEX2 | 0.025179
PEN3 | 0.27366 |  | PEX3 | 0.065402
PEN4 | 0 |  | PEX4 | 0.0069943
PEN5 | 0 |  | PEX5 | 0.31243
PEN6 | 0 |  | PEX6 | 0.1927
PEN7 | 0.12751 |  | PEX7 | 0.049831
PEN8 | 0 |  | PEX8 | 0.0064898
PEN9 | 0 |  | PEX9 | 0.048524
PEN10 | 0 |  | PEX10 | 0.024079
| 1 |  | PEX11 | 0.068865
|  |  | PEX12 | 0.12805
|  |  | PEX13 | 0.05694
|  |  | PEX14 | 0
|  |  | PEX15 | 0
|  |  | PEX16 | 0
1
Step 4 | For each entry point (respectively exit point) , calculate capacity-weighted average distance to all exit points (respectively entry points); average distance is weighted by forecasted booked capacity
Variable | Description
ADENi | Capacity weighted average distance from entry i
ADEXj | Capacity weighted average distance from entry j
Formula:
[ADENi] | Value |  | [ADEXi] | Value
ADEN1 | 358.2229 |  | ADEX1 | 325.8894
ADEN2 | 196.2241 |  | ADEX2 | 423.0534
ADEN3 | 231.9605 |  | ADEX3 | 540.2186
ADEN4 | 472.847 |  | ADEX4 | 594.0301
ADEN5 | 182.59 |  | ADEX5 | 150.3718
ADEN6 | 387.1539 |  | ADEX6 | 141.4494
ADEN7 | 336.0621 |  | ADEX7 | 170.4751
ADEN8 | 309.8331 |  | ADEX8 | 208.289
ADEN9 | 472.847 |  | ADEX9 | 142.4905
ADEN10 | 336.0621 |  | ADEX10 | 319.5832
|  |  | ADEX11 | 309.1442
|  |  | ADEX12 | 421.8747
|  |  | ADEX13 | 457.2776
|  |  | ADEX14 | 351.9406
|  |  | ADEX15 | 500.2641
|  |  | ADEX16 | 226.3959
Step 5 | Determine the weight of each entry point (respectively exit point) as the ratio between the product of its forecasted booked capacity with its average distance and the sums of such products for all entry points (respectively exit point)
Variable | Description
WENi | Is the weight of entry point i
WEXj | Is the weight of exit point j
Formula:
[WENi] | Value |  | [WEXi] | Value
WEN1 | 0.26958 |  | WEX1 | 0.018558
WEN2 | 0.31329 |  | WEX2 | 0.041788
WEN3 | 0.24902 |  | WEX3 | 0.1386
WEN4 | 0 |  | WEX4 | 0.016299
WEN5 | 0 |  | WEX5 | 0.1843
WEN6 | 0 |  | WEX6 | 0.10693
WEN7 | 0.1681 |  | WEX7 | 0.033325
WEN8 | 0 |  | WEX8 | 0.0053028
WEN9 | 0 |  | WEX9 | 0.027124
WEN10 | 0 |  | WEX10 | 0.030188
| 1 |  | WEX11 | 0.083516
|  |  | WEX12 | 0.21193
|  |  | WEX13 | 0.10214
|  |  | WEX14 | 0
|  |  | WEX15 | 0
|  |  | WEX16 | 0
1
Step 6 | Allocate entry cost (respectively exit costs) by multiplying the total revenue to be collected from entry points by the weight of each entry point (respectively exit point)
Variable | Description
RENi | Is the revenue to be collected from entry point i
REXj | Is the revenue to be collected from exit point j
Formula:
[WENi] | Value |  | [WEXi] | Value
REN1 | 9.7688 |  | REX1 | 0.28723
REN2 | 11.3526 |  | REX2 | 0.64678
REN3 | 9.0237 |  | REX3 | 2.1453
REN4 | 0 |  | REX4 | 0.25227
REN5 | 0 |  | REX5 | 2.8525
REN6 | 0 |  | REX6 | 1.655
REN7 | 6.0915 |  | REX7 | 0.5158
REN8 | 0 |  | REX8 | 0.082076
REN9 | 0 |  | REX9 | 0.41982
REN10 | 0 |  | REX10 | 0.46723
| 36.2365 |  | REX11 | 1.2926
|  |  | REX12 | 3.2801
|  |  | REX13 | 1.5809
|  |  | REX14 | 0
|  |  | REX15 | 0
|  |  | REX16 | 0
15.4777
Step 7 | Determine tariffs by dividing revenue to be collected from a point by its forecasted booked capacity
Variable | Description
TENi | Is the tariff at entry point i
TEXj | Is the tariff at exit point j
Formula:
[TENi] | Ponto de Entrada | [TENi CWD] |  |  |  |  | PEN1: [TEXj]; PEN2: Zona de Saída; PEN3: [TEXj CWD]
TEN1 | PR-CARAGUATATUBA | 0.07611 |  |  |  |  | PEN1: TEX1; PEN2: NTS MG 1; PEN3: 0.033328
TEN2 | PR-GNLBGB | 0.041691 |  |  |  |  | PEN1: TEX2; PEN2: NTS MG 2; PEN3: 0.043264
TEN3 | PR-ITABORAÍ | 0.049283 |  |  |  |  | PEN1: TEX3; PEN2: NTS MG 3; PEN3: 0.055246
TEN4 | PR-GASPAJ (INTERCONEXÃO) | [5 empty] | PEN1: TEX4; PEN2: NTS MG 4; PEN3: 0.060749
TEN5 | PR-REDUC | [5 empty] | PEN1: TEX5; PEN2: NTS RJ 1; PEN3: 0.015378
TEN6 | PR-RPBC | [5 empty] | PEN1: TEX6; PEN2: NTS RJ 2; PEN3: 0.014466
TEN7 | PR-TECAB | 0.071401 |  |  |  |  | PEN1: TEX7; PEN2: NTS RJ 3; PEN3: 0.017434
TEN8 | PR-GUARAREMA (INTERCONEXÃO) | [5 empty] | PEN1: TEX8; PEN2: NTS RJ 4; PEN3: 0.021301
TEN9 | PR-REPLAN (INTERCONEXÃO) | [5 empty] | PEN1: TEX9; PEN2: NTS RJ 5; PEN3: 0.014572
TEN10 | PR-TECAB (INTERCONEXÃO) | [5 empty] | PEN1: TEX10; PEN2: NTS SP 1; PEN3: 0.032683
[7 empty] | TEX11 | NTS SP 2 | 0.031615
[7 empty] | TEX12 | NTS SP 3 | 0.043144
[7 empty] | TEX13 | NTS SP 4 | 0.046764
[7 empty] | TEX14 | PE-GUARAREMA (INTERCONEXÃO)
[7 empty] | TEX15 | PE-REPLAN (INTERCONEXÃO)
[7 empty] | TEX16 | PE-TECAB (INTERCONEXÃO)
[TENi] | Ponto de Entrada | [TENi CWD] | [TEN postal] | [TEN] | Check |  | [TEXj] | Zona de Saída | [TEXj CWD] | [TEX postal] | [TEX] | Check
TEN1 | PR-CARAGUATATUBA | 0.015222 | 0.043328 | 0.05855 | 7514919.3727 |  | TEX1 | NTS MG 1 | 0.0066655 | 0.020855 | 0.027521 | 237186.7672
TEN2 | PR-GNLBGB | 0.0083381 | 0.043328 | 0.051666 | 14068899.4624 |  | TEX2 | NTS MG 2 | 0.0086529 | 0.020855 | 0.029508 | 441133.241
TEN3 | PR-ITABORAÍ | 0.0098567 | 0.043328 | 0.053184 | 9737970.5843 |  | TEX3 | NTS MG 3 | 0.011049 | 0.020855 | 0.031904 | 1238876.4335
TEN4 | PR-GASPAJ (INTERCONEXÃO) |  | 0.043328 | 0.0052179 | 0 |  | TEX4 | NTS MG 4 | 0.01215 | 0.020855 | 0.033005 | 137059.0642
TEN5 | PR-REDUC | [5 empty] | TEX5 | NTS RJ 1 | 0.0030756 | 0.020855 | 0.023931 | 4439037.0975
TEN6 | PR-RPBC | [5 empty] | TEX6 | NTS RJ 2 | 0.0028931 | 0.020855 | 0.023748 | 2717026.8681
TEN7 | PR-TECAB | 0.01428 | 0.043328 | 0.057608 | 4914728.2929 |  | TEX7 | NTS RJ 3 | 0.0034868 | 0.020855 | 0.024342 | 720182.4279
TEN8 | PR-GUARAREMA (INTERCONEXÃO) |  |  | 0.0048699 |  |  | TEX8 | NTS RJ 4 | 0.0042602 | 0.020855 | 0.025115 | 96772.8337
TEN9 | PR-REPLAN (INTERCONEXÃO) |  |  | 0.0052179 | 36236517.7122 |  | TEX9 | NTS RJ 5 | 0.0029144 | 0.020855 | 0.02377 | 684801.1451
TEN10 | PR-TECAB (INTERCONEXÃO) |  |  | 0.0051234 |  |  | TEX10 | NTS SP 1 | 0.0065365 | 0.020855 | 0.027392 | 391593.8165
[7 empty] | TEX11 | NTS SP 2 | 0.006323 | 0.020855 | 0.027178 | 1111228.4801
[7 empty] | TEX12 | NTS SP 3 | 0.0086287 | 0.020855 | 0.029484 | 2241598.7168
[7 empty] | TEX13 | NTS SP 4 | 0.0093529 | 0.020855 | 0.030208 | 1021236.482
[7 empty] | TEX14 | PE-GUARAREMA (INTERCONEXÃO) |  |  | 0
[7 empty] | TEX15 | PE-REPLAN (INTERCONEXÃO) |  |  | 0.0025628 | 15477733.3736
[7 empty] | TEX16 | PE-TECAB (INTERCONEXÃO) |  |  | 0.0022382
Desconto na(s) Interconexão(ões) |  | 90%
Cálculo da receita arrecada nas interconexões, já considerando o desconto:
| Interconexão | QDC (mil m³@9.400) | Tarifas sem Desconto (R$/MMBTu) | Tarifas com Desconto (R$/MMBTu) | Receita (R$)
| REPLAN - Entrada | 205 | 0.052179 | 0.0052179 | 14563.7623
| PE Guararema | 6000 | 0.048699 | 0.0048699 | 397831.8042
| Cabiunas - Entrada | 200 | 0.051234 | 0.0051234 | 13951.4566
| PR-GASPAJ | 305 | 0.052179 | 0.0052179 | 21668.0366
| REPLAN - Saida | 6824 | 0.025628 | 0.0025628 | 238114.5911
| Cabiunas - Saída | 200 | 0.022382 | 0.0022382 | 6094.6519
692224.3027
|  |  |  | Receita Total | 52406475.3885
|  |  |  | Check | 0
𝑃_(〖𝐸𝑁〗_𝑖= 〖𝐵𝐶〗_(〖𝐸𝑁〗_𝑖 )/(∑▒〖𝐵𝐶〗_𝐸𝑁 ) )
𝑃_(〖𝐸𝑋〗_𝑗= 〖𝐵𝐶〗_(〖𝐸𝑋〗_𝑗 )/(∑▒〖𝐵𝐶〗_𝐸𝑋 ) )
〖𝐴𝐷〗_(〖𝐸𝑁〗_𝑖 )= ∑▒〖𝑃_(〖𝐸𝑋〗_𝑗 ) ∙ 𝐷_(〖𝐸𝑁〗_𝑖 〖𝐸𝑋〗_𝑗 ) 〗
〖𝐴𝐷〗_(〖𝐸𝑋〗_𝑗 )= ∑▒〖𝑃_(〖𝐸𝑁〗_𝑖 ) ∙ 𝐷_(〖𝐸𝑋〗_𝑗 〖𝐸𝑁〗_𝑖 ) 〗
𝑊_(〖𝐸𝑁〗_𝑖 )= (〖𝐵𝐶〗_(〖𝐸𝑁〗_𝑖 )∙ 〖𝐴𝐷〗_(〖𝐸𝑁〗_𝑖 ))/(∑▒〖〖𝐵𝐶〗_(〖𝐸𝑁〗_𝑖 )∙ 〖𝐴𝐷〗_(〖𝐸𝑁〗_𝑖 ) 〗)
𝑊_(〖𝐸𝑋〗_𝑗 )= (〖𝐵𝐶〗_(〖𝐸𝑋〗_𝑖 )∙ 〖𝐴𝐷〗_(〖𝐸𝑋〗_𝑖 ))/(∑▒〖〖𝐵𝐶〗_(〖𝐸𝑋〗_𝑖 )∙ 〖𝐴𝐷〗_(〖𝐸𝑋〗_𝑖 ) 〗)
𝑅_(〖𝐸𝑁〗_𝑖 )= 𝑊_(〖𝐸𝑁〗_𝑖 ) ∙ 𝑅_𝐸𝑁
𝑅_(〖𝐸𝑋〗_𝑗 )= 𝑊_(〖𝐸𝑋〗_𝑗 ) ∙ 𝑅_𝐸𝑋
𝑇_(〖𝐸𝑁〗_𝑖 )= 𝑅_(〖𝐸𝑁〗_𝑖 )/〖𝐵𝐶〗_(〖𝐸𝑁〗_𝑖 )
𝑇_(〖𝐸𝑋〗_𝑖 )= 𝑅_(〖𝐸𝑋〗_𝑗 )/(𝐵𝐶_(〖𝐸𝑋〗_𝑗 ) )

## Tarifa Ponderada GASIG 2028
Code | Entrada | BC [MMBTU] | T | R |  |  |  |  | PR-CARAGUATATUBA | PR-GNLBGB | PR-ITABORAÍ | PR-GASPAJ (INTERCONEXÃO) | PR-REDUC | PR-RPBC | PR-TECAB | PR-GUARAREMA (INTERCONEXÃO) | PR-REPLAN (INTERCONEXÃO) | PR-TECAB (INTERCONEXÃO)
TEN1 | PR-CARAGUATATUBA | 128351389.123 | 0.05855 | 7514919.3727 |  |  |  | MG | 0.089417 | 0.082533 | 0.084051 | 0.036085 |  |  | 0.088475 | 0.035737 | 0.036085 | 0.035991
TEN2 | PR-GNLBGB | 272305906.7 | 0.051666 | 14068899.4624 |  |  |  | RJ | 0.082456 | 0.075572 | 0.077091 | 0.029124 |  |  | 0.081514 | 0.028776 | 0.029124 | 0.02903
TEN3 | PR-ITABORAÍ | 183098491.6651 | 0.053184 | 9737970.5843 |  |  |  | SP | 0.087429 | 0.080546 | 0.082064 | 0.034098 |  |  | 0.086488 | 0.03375 | 0.034098 | 0.034003
TEN4 | PR-GASPAJ (INTERCONEXÃO) | 4152665.0772 | 0.0052179 | 21668.0366 |  |  |  | PE-GUARAREMA (INTERCONEXÃO)
TEN5 | PR-REDUC | 0 | [5 empty] | PE-REPLAN (INTERCONEXÃO) | 0.061112 | 0.054229 | 0.055747 | 0.0077807 |  |  | 0.060171 | 0.0074327 | 0.0077807 | 0.0076863
TEN6 | PR-RPBC | 0 | [5 empty] | PE-TECAB (INTERCONEXÃO) | 0.060788 | 0.053904 | 0.055422 | 0.007456 |  |  | 0.059846 | 0.0071081 | 0.007456 | 0.0073616
TEN7 | PR-TECAB | 85313440.5691 | 0.057608 | 4914728.2929
TEN8 | PR-GUARAREMA (INTERCONEXÃO) | 81691772.01 | 0.0048699 | 397831.8042
TEN9 | PR-REPLAN (INTERCONEXÃO) | 2791135.5437 | 0.0052179 | 14563.7623
TEN10 | PR-TECAB (INTERCONEXÃO) | 2723059.067 | 0.0051234 | 13951.4566
36684532.772
Code | Zonas Saídas | BC [MMBTU] | BC total UF | T | R | R total UF | T UF
TEX1 | NTS MG 1 | 8618481.9471 |  | 0.027521 | 237186.7672
TEX2 | NTS MG 2 | 14949594.2778 |  | 0.029508 | 441133.241
TEX3 | NTS MG 3 | 38830822.2954 |  | 0.031904 | 1238876.4335
TEX4 | NTS MG 4 | 4152665.0772 | 66551563.5975 | 0.033005 | 137059.0642 | 2054255.506 | 0.030867
TEX5 | NTS RJ 1 | 185494783.644 |  | 0.023931 | 4439037.0975
TEX6 | NTS RJ 2 | 114409326.7 |  | 0.023748 | 2717026.8681
TEX7 | NTS RJ 3 | 29586036.763 |  | 0.024342 | 720182.4279
TEX8 | NTS RJ 4 | 3853128.5798 |  | 0.025115 | 96772.8337
TEX9 | NTS RJ 5 | 28809964.9289 | 362153240.6157 | 0.02377 | 684801.1451 | 8657820.3722 | 0.023907
TEX10 | NTS SP 1 | 14296060.1017 |  | 0.027392 | 391593.8165
TEX11 | NTS SP 2 | 40886731.891 |  | 0.027178 | 1111228.4801
TEX12 | NTS SP 3 | 76027809.1506 |  | 0.029484 | 2241598.7168
TEX13 | NTS SP 4 | 33806778.3168 | 165017379.4602 | 0.030208 | 1021236.482 | 4765657.4954 | 0.02888
TEX14 | PE-GUARAREMA (INTERCONEXÃO) | 0 | 0 | 0 | 0 | 0
TEX15 | PE-REPLAN (INTERCONEXÃO) | 92910775.366 | 92910775.366 | 0.0025628 | 238114.5911 | 238114.5911 | 0.0025628
TEX16 | PE-TECAB (INTERCONEXÃO) | 2723059.067 | 2723059.067 | 0.0022382 | 6094.6519 | 6094.6519 | 0.0022382
|  | 689356018.1064 | 689356018.1064 |  | 15721942.6166 | 15721942.6166
Tponderada
| MG | 0.030867
| RJ | 0.023907
| SP | 0.02888
PE-GUARAREMA (INTERCONEXÃO)
| PE-REPLAN (INTERCONEXÃO) | 0.0025628
| PE-TECAB (INTERCONEXÃO) | 0.0022382

## CWD 2028 Legados (sem desc.)
| Cálculo da Tarifa de Entrada-Saída (Postal) |  |  |  |  | Ano Referência
|  |  | Sem aplicação da Conta Regulatória |  |  | 2025
| Receita Total | Rtotal | 7216.062 | Milhões de Reais
70% | Receita Alocada para Entrada | Ren | 5051.2434 | Milhões de Reais/ano
| Total da Reserva de Capacidade de Entrada Anual | BC∑En | 25263840 | Mil de m3 | 942396281.9074 | MMBTU
| Tarifa de Entrada Postal | Ten | 0.19994 | R$/m3 | 5.36 | R$/MMBtu
30% | Receita Alocada para Saída | Rex | 2164.8186 | Milhões de Reais/ano
| Total da Reserva de Capacidade de Saída Anual | BC∑Ex | 21312715 | Mil de m3 | 795010709.906 | MMBTU
| Tarifa de Saída Postal | Tex | 0.10157 | R$/m3 | 2.723 | R$/MMBtu
| Proporção Postal: | 80%
Step 1 | Define technical capacity at each entry and exit point; define forecasted booked capacity at each entry and exit point; [define (ex ante) the share of revenue to be collected from entry points and the share of revenue to be collected from exit points].
Variable | Description
CENi | Capacity at entry entry point i
CEXj | Capacity at exit entry point j
BCENi | Forecasted Booked Capacity at entry point i | [5 empty] | 37.3022
BCEXj | Forecasted Booked Capacity at exit point j | [5 empty] | 0.037302
|  | 2025 |  |  |  | 2025
|  | [Base diária] |  |  |  | [Base anual]
Code | Entrada | CENi [mil m³@9.400] | BCENi [mil m³@9.400] |  |  | CENi [MMBTU] | BCENi [MMBTU]
EN 01 | PR-CARAGUATATUBA | 20000 | 14178 |  |  | 272305906.7 | 193037657.2596
EN 02 | PR-GNLBGB | 20000 | 20000 |  |  | 272305906.7 | 272305906.7
EN 03 | PR-ITABORAÍ | 18200 | 13448 |  |  | 247798375.097 | 183098491.6651
EN 04 | PR-GASPAJ (INTERCONEXÃO) | 1250 | 335 |  |  | 17019119.1687 | 4561123.9372
EN 05 | PR-REDUC | 5000 | 0 |  |  | 68076476.675 | 0
EN 06 | PR-RPBC | 2200 | 0 |  |  | 29953649.737 | 0
EN 07 | PR-TECAB | 25160 | 14855 |  |  | 342560830.6286 | 202255212.2014
EN 08 | PR-GUARAREMA (INTERCONEXÃO) | 0 | 6000 |  |  | 0 | 81691772.01
EN 09 | PR-REPLAN (INTERCONEXÃO) | 0 | 200 |  |  | 0 | 2723059.067
EN 10 | PR-TECAB (INTERCONEXÃO) | 0 | 200 |  |  | 0 | 2723059.067
|  | 91810 | 69216 |  |  | 1250020264.7063 | 942396281.9074
|  | 2025 |  |  |  | 2025
|  | [Base diária] |  |  |  | [Base anual]
Code | Zonas Saídas | CEXi [mil m³@9.400] | BCEXi [ml m³@9.400] |  |  | CEXi [MMBTU] | BCEXi [MMBTU]
EX1 | NTS MG 1 | 864.5 | 607 |  |  | 11770422.8171 | 8264484.2683
EX2 | NTS MG 2 | 1825.9 | 1678 |  |  | 24860167.7522 | 22846465.5721
EX3 | NTS MG 3 | 3040.95 | 2737 |  |  | 41403432.349 | 37265063.3319
EX4 | NTS MG 4 | 1187.5 | 335 |  |  | 16168163.2103 | 4561123.9372
EX5 | NTS RJ 1 | 21185 | 17793 |  |  | 288440031.672 | 242256949.8957
EX6 | NTS RJ 2 | 11271.75 | 8406 |  |  | 153468205.1923 | 114450172.586
EX7 | NTS RJ 3 | 3249 | 1714 |  |  | 44236094.5434 | 23336616.2042
EX8 | NTS RJ 4 | 498.75 | 323 |  |  | 6790628.5483 | 4397740.3932
EX9 | NTS RJ 5 | 3321.2 | 2128 |  |  | 45219118.8666 | 28973348.4729
EX10 | NTS SP 1 | 14292.75 | 1237 |  |  | 194600012.3993 | 16842120.3294
EX11 | NTS SP 2 | 3971 | 2972 |  |  | 54066337.7753 | 40464657.7356
EX12 | NTS SP 3 | 9941.75 | 7969 |  |  | 135359862.3967 | 108500288.5246
EX13 | NTS SP 4 | 3809.5 | 3281 |  |  | 51867467.5787 | 44671783.9941
EX14 | PE-GUARAREMA (INTERCONEXÃO) | 0 | 0 |  |  | 0 | 0
EX15 | PE-REPLAN (INTERCONEXÃO) | 0 | 7011 |  |  | 0 | 95456835.5937
EX16 | PE-TECAB (INTERCONEXÃO) | 0 | 200 |  |  | 0 | 2723059.067
|  | 78459.55 | 58391 |  |  | 1068249945.1012 | 795010709.906
Step 2 | Calculate distance between each entry point and each exit point in the system
Variable | Description
[DENiEXj] | Matrix of the distances from entrry i to exit j
|  | EN 01 | EN 02 | EN 03 | EN 04 | EN 05 | EN 06 | EN 07 | EN 08 | EN 09 | EN 10
|  | PR-CARAGUA-TATUBA | PR-GNLBGB | PR-ITABORAÍ | PR-GASPAJ | PR-REDUC | PR-RPBC | PR-TECAB | PR-GUARAREMA (INTERCONEXÃO) | PR-REPLAN (INTERCONEXÃO) | PR-TECAB (INTERCONEXÃO)
EX1 | NTS MG 1 | 447.1 | 251.935 | 301.357 | 550.255 | 133.933 | 519.083 | 432.233 | 412.92 | 550.255 | 432.233
EX2 | NTS MG 2 | 544.264 | 349.099 | 398.521 | 647.419 | 231.097 | 616.247 | 529.397 | 510.084 | 647.419 | 529.397
EX3 | NTS MG 3 | 661.4292 | 466.2642 | 515.6862 | 764.5842 | 348.2622 | 733.4122 | 646.5622 | 627.2492 | 764.5842 | 646.5622
EX4 | NTS MG 4 | 394.629 | 596.18 | 645.602 | 93.766 | 598.48 | 466.612 | 776.478 | 360.449 | 93.766 | 776.478
EX5 | NTS RJ 1 | 460.821 | 64.0913 | 75.0913 | 563.976 | 64.0913 | 530.1227 | 120.2693 | 423.9597 | 563.976 | 120.2693
EX6 | NTS RJ 2 | 352.801 | 46.098 | 95.52 | 456.316 | 45.9433 | 424.064 | 226.396 | 318.621 | 456.316 | 226.396
EX7 | NTS RJ 3 | 307.6236 | 92.7374 | 142.1594 | 448.949 | 89.9518 | 379.6066 | 273.0354 | 273.4436 | 448.949 | 273.0354
EX8 | NTS RJ 4 | 244.471 | 154.518 | 203.94 | 347.896 | 156.818 | 316.724 | 334.816 | 210.561 | 347.896 | 334.816
EX9 | NTS RJ 5 | 395.9185 | 36.5805 | 87.1525 | 499.0735 | 34.0805 | 463.8795 | 218.0285 | 357.719 | 499.0735 | 218.0285
EX10 | NTS SP 1 | 162.8428 | 343.1248 | 329.0532 | 222.2428 | 278.4492 | 234.8258 | 459.9292 | 128.6628 | 222.2428 | 459.9292
EX11 | NTS SP 2 | 77.568 | 319.4677 | 367.8097 | 221.0717 | 321.7677 | 151.7743 | 498.6857 | 45.6113 | 221.0717 | 498.6857
EX12 | NTS SP 3 | 176.6012 | 435.4332 | 483.808 | 337.0372 | 437.7332 | 46.044 | 614.684 | 70.3542 | 337.0372 | 614.684
EX13 | NTS SP 4 | 211.584 | 470.416 | 519.838 | 372.02 | 472.716 | 0.826 | 650.714 | 105.337 | 372.02 | 650.714
EX14 | PE-GUARAREMA (INTERCONEXÃO) | 106.247 | 365.079 | 414.501 | 266.683 | 367.379 | 106.163 | 545.377 | 0 | 266.683 | 545.377
EX15 | PE-REPLAN (INTERCONEXÃO) | 300.863 | 502.414 | 551.836 | 0 | 504.714 | 372.846 | 682.712 | 266.683 | 0 | 682.712
EX16 | PE-TECAB (INTERCONEXÃO) | 579.557 | 180.298 | 152.876 | 682.712 | 180.298 | 651.54 | 0 | 545.377 | 682.712 | 0
Step 3 | Calculate the proportion of forecasted booked entry (respectively exit) capacity at each point relative to the total forecasted booked entry (respectively exit) capacity;
Variable | Description
PENi | Proportion factor of entry point i
PEX j | Proportion factor of exit zone j
Formula:
[PENi] | Value |  | [PEXj] | Value |  | [PENi] | PEN1 | PEN2 | PEN3 | PEN4 | PEN5 | PEN6 | PEN7 | PEN8 | PEN9 | PEN10
PEN1 | 0.20484 |  | PEX1 | 0.010395 |  | Value | 0.20484 | 0.28895 | 0.19429 | 0.0048399 | 0 | 0 | 0.21462 | 0.086685 | 0.0028895 | 0.0028895 | 1
PEN2 | 0.28895 |  | PEX2 | 0.028737
PEN3 | 0.19429 |  | PEX3 | 0.046874
PEN4 | 0.0048399 |  | PEX4 | 0.0057372
PEN5 | 0 |  | PEX5 | 0.30472
PEN6 | 0 |  | PEX6 | 0.14396
PEN7 | 0.21462 |  | PEX7 | 0.029354
PEN8 | 0.086685 |  | PEX8 | 0.0055317
PEN9 | 0.0028895 |  | PEX9 | 0.036444
PEN10 | 0.0028895 |  | PEX10 | 0.021185
| 1 |  | PEX11 | 0.050898
|  |  | PEX12 | 0.13648
|  |  | PEX13 | 0.05619
|  |  | PEX14 | 0
|  |  | PEX15 | 0.12007
|  |  | PEX16 | 0.0034252
1
Step 4 | For each entry point (respectively exit point) , calculate capacity-weighted average distance to all exit points (respectively entry points); average distance is weighted by forecasted booked capacity
Variable | Description
ADENi | Capacity weighted average distance from entry i
ADEXj | Capacity weighted average distance from entry j
Formula:
[ADENi] | Value |  | [ADEXi] | Value
ADEN1 | 351.0772 |  | ADEX1 | 356.9913
ADEN2 | 239.3343 |  | ADEX2 | 454.1553
ADEN3 | 275.284 |  | ADEX3 | 571.3205
ADEN4 | 416.7405 |  | ADEX4 | 579.3955
ADEN5 | 228.4824 |  | ADEX5 | 194.7717
ADEN6 | 378.5783 |  | ADEX6 | 184.535
ADEN7 | 379.0741 |  | ADEX7 | 203.9903
ADEN8 | 302.1634 |  | ADEX8 | 228.1149
ADEN9 | 416.7405 |  | ADEX9 | 190.8909
ADEN10 | 379.0741 |  | ADEX10 | 309.3432
|  |  | ADEX11 | 293.7915
|  |  | ADEX12 | 398.3945
|  |  | ADEX13 | 433.8085
|  |  | ADEX14 | 328.4715
|  |  | ADEX15 | 485.6295
|  |  | ADEX16 | 253.0673
Step 5 | Determine the weight of each entry point (respectively exit point) as the ratio between the product of its forecasted booked capacity with its average distance and the sums of such products for all entry points (respectively exit point)
Variable | Description
WENi | Is the weight of entry point i
WEXj | Is the weight of exit point j
Formula:
[WENi] | Value |  | [WEXi] | Value
WEN1 | 0.23469 |  | WEX1 | 0.012111
WEN2 | 0.22569 |  | WEX2 | 0.042592
WEN3 | 0.17455 |  | WEX3 | 0.087396
WEN4 | 0.0065824 |  | WEX4 | 0.010848
WEN5 | 0 |  | WEX5 | 0.19369
WEN6 | 0 |  | WEX6 | 0.086697
WEN7 | 0.26551 |  | WEX7 | 0.019541
WEN8 | 0.085481 |  | WEX8 | 0.0041181
WEN9 | 0.0039298 |  | WEX9 | 0.022704
WEN10 | 0.0035746 |  | WEX10 | 0.021387
| 1 |  | WEX11 | 0.048801
|  |  | WEX12 | 0.17744
|  |  | WEX13 | 0.07955
|  |  | WEX14 | 0
|  |  | WEX15 | 0.19029
|  |  | WEX16 | 0.0028288
1
Step 6 | Allocate entry cost (respectively exit costs) by multiplying the total revenue to be collected from entry points by the weight of each entry point (respectively exit point)
Variable | Description
RENi | Is the revenue to be collected from entry point i
REXj | Is the revenue to be collected from exit point j
Formula:
[WENi] | Value |  | [WEXi] | Value
REN1 | 1185.4743 |  | REX1 | 26.2183
REN2 | 1140.0121 |  | REX2 | 92.205
REN3 | 881.6845 |  | REX3 | 189.1964
REN4 | 33.2495 |  | REX4 | 23.4843
REN5 | 0 |  | REX5 | 419.3081
REN6 | 0 |  | REX6 | 187.6836
REN7 | 1341.1312 |  | REX7 | 42.3037
REN8 | 431.7851 |  | REX8 | 8.9149
REN9 | 19.8504 |  | REX9 | 49.1491
REN10 | 18.0563 |  | REX10 | 46.2987
| 5051.2434 |  | REX11 | 105.6444
|  |  | REX12 | 384.1276
|  |  | REX13 | 172.2117
|  |  | REX14 | 0
|  |  | REX15 | 411.9489
|  |  | REX16 | 6.1238
2164.8186
Step 7 | Determine tariffs by dividing revenue to be collected from a point by its forecasted booked capacity
Variable | Description
TENi | Is the tariff at entry point i
TEXj | Is the tariff at exit point j
Formula:
[TENi] | Ponto de Entrada | [TENi CWD] |  |  |  |  | PEN1: [TEXj]; PEN2: Zona de Saída; PEN3: [TEXj CWD]
TEN1 | PR-CARAGUATATUBA | 6.1412 |  |  |  |  | PEN1: TEX1; PEN2: NTS MG 1; PEN3: 3.1724
TEN2 | PR-GNLBGB | 4.1865 |  |  |  |  | PEN1: TEX2; PEN2: NTS MG 2; PEN3: 4.0359
TEN3 | PR-ITABORAÍ | 4.8154 |  |  |  |  | PEN1: TEX3; PEN2: NTS MG 3; PEN3: 5.077
TEN4 | PR-GASPAJ (INTERCONEXÃO) | 7.2898 |  |  |  |  | PEN1: TEX4; PEN2: NTS MG 4; PEN3: 5.1488
TEN5 | PR-REDUC | [5 empty] | PEN1: TEX5; PEN2: NTS RJ 1; PEN3: 1.7308
TEN6 | PR-RPBC | [5 empty] | PEN1: TEX6; PEN2: NTS RJ 2; PEN3: 1.6399
TEN7 | PR-TECAB | 6.6309 |  |  |  |  | PEN1: TEX7; PEN2: NTS RJ 3; PEN3: 1.8128
TEN8 | PR-GUARAREMA (INTERCONEXÃO) | 5.2855 |  |  |  |  | PEN1: TEX8; PEN2: NTS RJ 4; PEN3: 2.0271
TEN9 | PR-REPLAN (INTERCONEXÃO) | 7.2898 |  |  |  |  | PEN1: TEX9; PEN2: NTS RJ 5; PEN3: 1.6964
TEN10 | PR-TECAB (INTERCONEXÃO) | 6.6309 |  |  |  |  | PEN1: TEX10; PEN2: NTS SP 1; PEN3: 2.749
[7 empty] | TEX11 | NTS SP 2 | 2.6108
[7 empty] | TEX12 | NTS SP 3 | 3.5403
[7 empty] | TEX13 | NTS SP 4 | 3.855
[7 empty] | TEX14 | PE-GUARAREMA (INTERCONEXÃO)
[7 empty] | TEX15 | PE-REPLAN (INTERCONEXÃO) | 4.3156
[7 empty] | TEX16 | PE-TECAB (INTERCONEXÃO) | 2.2489
[TENi] | Ponto de Entrada | [TENi CWD] | [TEN postal] | [TEN] |  |  | PEN1: [TEXj]; PEN2: Zona de Saída; PEN3: [TEXj CWD]; PEN4: [TEX postal]; PEN5: [TEX]
TEN1 | PR-CARAGUATATUBA | 1.2282 | 4.288 | 5.5162 |  |  | PEN1: TEX1; PEN2: NTS MG 1; PEN3: 0.63448; PEN4: 2.1784; PEN5: 2.8129
TEN2 | PR-GNLBGB | 0.8373 | 4.288 | 5.1253 |  |  | PEN1: TEX2; PEN2: NTS MG 2; PEN3: 0.80717; PEN4: 2.1784; PEN5: 2.9856
TEN3 | PR-ITABORAÍ | 0.96307 | 4.288 | 5.2511 |  |  | PEN1: TEX3; PEN2: NTS MG 3; PEN3: 1.0154; PEN4: 2.1784; PEN5: 3.1938
TEN4 | PR-GASPAJ (INTERCONEXÃO) | 1.458 | 4.288 | 5.746 |  |  | PEN1: TEX4; PEN2: NTS MG 4; PEN3: 1.0298; PEN4: 2.1784; PEN5: 3.2082
TEN5 | PR-REDUC | [5 empty] | PEN1: TEX5; PEN2: NTS RJ 1; PEN3: 0.34617; PEN4: 2.1784; PEN5: 2.5246
TEN6 | PR-RPBC | [5 empty] | PEN1: TEX6; PEN2: NTS RJ 2; PEN3: 0.32797; PEN4: 2.1784; PEN5: 2.5064
TEN7 | PR-TECAB | 1.3262 | 4.288 | 5.6142 |  |  | PEN1: TEX7; PEN2: NTS RJ 3; PEN3: 0.36255; PEN4: 2.1784; PEN5: 2.541
TEN8 | PR-GUARAREMA (INTERCONEXÃO) | 1.0571 | 4.288 | 5.3451 |  |  | PEN1: TEX8; PEN2: NTS RJ 4; PEN3: 0.40543; PEN4: 2.1784; PEN5: 2.5838
TEN9 | PR-REPLAN (INTERCONEXÃO) | 1.458 | 4.288 | 5.746 |  |  | PEN1: TEX9; PEN2: NTS RJ 5; PEN3: 0.33927; PEN4: 2.1784; PEN5: 2.5177
TEN10 | PR-TECAB (INTERCONEXÃO) | 1.3262 | 4.288 | 5.6142 |  |  | PEN1: TEX10; PEN2: NTS SP 1; PEN3: 0.5498; PEN4: 2.1784; PEN5: 2.7282
[7 empty] | TEX11 | NTS SP 2 | 0.52216 | 2.1784 | 2.7006
[7 empty] | TEX12 | NTS SP 3 | 0.70807 | 2.1784 | 2.8865
[7 empty] | TEX13 | NTS SP 4 | 0.77101 | 2.1784 | 2.9494
[7 empty] | TEX14 | PE-GUARAREMA (INTERCONEXÃO)
[7 empty] | TEX15 | PE-REPLAN (INTERCONEXÃO) | 0.86311 | 2.1784 | 3.0415
[7 empty] | TEX16 | PE-TECAB (INTERCONEXÃO) | 0.44978 | 2.1784 | 2.6282
Desconto na(s) Interconexão(ões) |  | 90%
Cálculo da receita arrecada nas interconexões, já considerando o desconto: | [6 empty] | PEN4: 0
| Interconexão | QDC (mil m³@9.400) | Tarifas sem Desconto (R$/MMBTu) | Tarifas com Desconto (R$/MMBTu) | Receita (R$)
| REPLAN - Entrada | 200 | 5.746 | 0.5746 | 1564656.4845
| PE Guararema | 6000 | 5.3451 | 0.53451 | 43665128.8605
| Cabiunas - Entrada | 200 | 5.6142 | 0.56142 | 1528773.4387
| PR-GASPAJ | 335 | 5.746 | 0.5746 | 2620799.6116
| REPLAN - Saida | 7011 | 3.0415 | 0.30415 | 29033338.3316
| Cabiunas - Saída | 200 | 2.6282 | 0.26282 | 715669.3658
79128366.0928
𝑃_(〖𝐸𝑁〗_𝑖= (𝐵𝐶_(〖𝐸𝑁〗_𝑖 ))/(∑▒〖𝐵𝐶〗_𝐸𝑁 ) )
𝑃_(〖𝐸𝑋〗_𝑗= 〖𝐵𝐶〗_(〖𝐸𝑋〗_𝑗 )/(∑▒〖𝐵𝐶〗_𝐸𝑋 ) )
〖𝐴𝐷〗_(〖𝐸𝑁〗_𝑖 )= ∑▒〖𝑃_(〖𝐸𝑋〗_𝑗 ) ∙ 𝐷_(〖𝐸𝑁〗_𝑖 〖𝐸𝑋〗_𝑗 ) 〗
〖𝐴𝐷〗_(〖𝐸𝑋〗_𝑗 )= ∑▒〖𝑃_(〖𝐸𝑁〗_𝑖 ) ∙ 𝐷_(〖𝐸𝑋〗_𝑗 〖𝐸𝑁〗_𝑖 ) 〗
𝑊_(〖𝐸𝑁〗_𝑖 )= (𝐵𝐶_(〖𝐸𝑁〗_𝑖 )∙ 〖𝐴𝐷〗_(〖𝐸𝑁〗_𝑖 ))/(∑▒〖〖𝐵𝐶〗_(〖𝐸𝑁〗_𝑖 )∙ 〖𝐴𝐷〗_(〖𝐸𝑁〗_𝑖 ) 〗)
𝑊_(〖𝐸𝑋〗_𝑗 )= (〖𝐵𝐶〗_(〖𝐸𝑋〗_𝑖 )∙ 〖𝐴𝐷〗_(〖𝐸𝑋〗_𝑖 ))/(∑▒〖〖𝐵𝐶〗_(〖𝐸𝑋〗_𝑖 )∙ 〖𝐴𝐷〗_(〖𝐸𝑋〗_𝑖 ) 〗)
𝑅_(〖𝐸𝑁〗_𝑖 )= 𝑊_(〖𝐸𝑁〗_𝑖 ) ∙ 𝑅_𝐸𝑁
𝑅_(〖𝐸𝑋〗_𝑗 )= 𝑊_(〖𝐸𝑋〗_𝑗 ) ∙ 𝑅_𝐸𝑋
𝑇_(〖𝐸𝑁〗_𝑖 )= 𝑅_(〖𝐸𝑁〗_𝑖 )/(𝐵𝐶_(〖𝐸𝑁〗_𝑖 ) )
𝑇_(〖𝐸𝑋〗_𝑖 )= 𝑅_(〖𝐸𝑋〗_𝑗 )/〖𝐵𝐶〗_(〖𝐸𝑋〗_𝑗 )

## CWD 2028 Legados (com desc.)
| Cálculo da Tarifa de Entrada-Saída (Postal) |  |  |  |  | Ano Referência
|  |  | Sem aplicação da Conta Regulatória |  |  | 2025
| Receita Total | Rtotal | 7216.062 | Milhões de Reais
| Receita para cálculo do desconto na interconexão |  | 7136.9336 | Milhões de Reais | Subtraida a receita a ser arrecadada nas interconexões já considerando o desconto para redistribuição dessa "Receita descontada" entre os outros pontos da Rede NTS
70% | Receita Alocada para Entrada | Ren | 5001.864 | Milhões de Reais/ano | Receita na entrada já descontada da receita calculada para as interconexões de entrada na aba "CWD NTS (sem desconto)"
| Total da Reserva de Capacidade de Entrada Anual | BC∑En | 22805565 | Mil de m3 | 850697267.8261 | MMBTU
| Tarifa de Entrada Postal | Ten | 0.21933 | R$/m3 | 5.8797 | R$/MMBtu
30% | Receita Alocada para Saída | Rex | 2135.0696 | Milhões de Reais/ano | Receita na saída já descontada da receita calculada para as interconexões de saída na aba "CWD NTS (sem desconto)"
| Total da Reserva de Capacidade de Saída Anual | BC∑Ex | 18680700 | Mil de m3 | 696830815.2453 | MMBTU
| Tarifa de Saída Postal | Tex | 0.11429 | R$/m3 | 3.064 | R$/MMBtu
| Proporção Postal: | 80%
Step 1 | Define technical capacity at each entry and exit point; define forecasted booked capacity at each entry and exit point; [define (ex ante) the share of revenue to be collected from entry points and the share of revenue to be collected from exit points].
Variable | Description
CENi | Capacity at entry entry point i
CEXj | Capacity at exit entry point j
BCENi | Forecasted Booked Capacity at entry point i | [5 empty] | 37.3022
BCEXj | Forecasted Booked Capacity at exit point j | [5 empty] | 0.037302
|  | 2025 |  |  |  | 2025
|  | [Base diária] |  |  |  | [Base anual]
Code | Entrada | CENi [mil m³@9.400] | BCENi [mil m³@9.400] |  |  | CENi [MMBTU] | BCENi [MMBTU]
EN 01 | PR-CARAGUATATUBA | 20000 | 14178 |  |  | 272305906.7 | 193037657.2596
EN 02 | PR-GNLBGB | 20000 | 20000 |  |  | 272305906.7 | 272305906.7
EN 03 | PR-ITABORAÍ | 18200 | 13448 |  |  | 247798375.097 | 183098491.6651
EN 04 | PR-GASPAJ (INTERCONEXÃO) |  |  | Remoção da capacidade nas interconexões |  | 0 | 0
EN 05 | PR-REDUC | 5000 | 0 |  |  | 68076476.675 | 0
EN 06 | PR-RPBC | 2200 | 0 |  |  | 29953649.737 | 0
EN 07 | PR-TECAB | 25160 | 14855 |  |  | 342560830.6286 | 202255212.2014
EN 08 | PR-GUARAREMA (INTERCONEXÃO) |  |  | Remoção da capacidade nas interconexões |  | 0 | 0
EN 09 | PR-REPLAN (INTERCONEXÃO) |  |  | Remoção da capacidade nas interconexões |  | 0 | 0
EN 10 | PR-TECAB (INTERCONEXÃO) |  |  | Remoção da capacidade nas interconexões |  | 0 | 0
|  | 90560 | 62481 |  |  | 1233001145.5376 | 850697267.8261
|  | 2025 |  |  |  | 2025
|  | [Base diária] |  |  |  | [Base anual]
Code | Zonas Saídas | CEXi [mil m³@9.400] | BCEXi [ml m³@9.400] |  |  | CEXi [MMBTU] | BCEXi [MMBTU]
EX1 | NTS MG 1 | 864.5 | 607 |  |  | 11770422.8171 | 8264484.2683
EX2 | NTS MG 2 | 1825.9 | 1678 |  |  | 24860167.7522 | 22846465.5721
EX3 | NTS MG 3 | 3040.95 | 2737 |  |  | 41403432.349 | 37265063.3319
EX4 | NTS MG 4 | 1187.5 | 335 |  |  | 16168163.2103 | 4561123.9372
EX5 | NTS RJ 1 | 21185 | 17793 |  |  | 288440031.672 | 242256949.8957
EX6 | NTS RJ 2 | 11271.75 | 8406 |  |  | 153468205.1923 | 114450172.586
EX7 | NTS RJ 3 | 3249 | 1714 |  |  | 44236094.5434 | 23336616.2042
EX8 | NTS RJ 4 | 498.75 | 323 |  |  | 6790628.5483 | 4397740.3932
EX9 | NTS RJ 5 | 3321.2 | 2128 |  |  | 45219118.8666 | 28973348.4729
EX10 | NTS SP 1 | 14292.75 | 1237 |  |  | 194600012.3993 | 16842120.3294
EX11 | NTS SP 2 | 3971 | 2972 |  |  | 54066337.7753 | 40464657.7356
EX12 | NTS SP 3 | 9941.75 | 7969 |  |  | 135359862.3967 | 108500288.5246
EX13 | NTS SP 4 | 3809.5 | 3281 |  |  | 51867467.5787 | 44671783.9941
EX14 | PE-GUARAREMA (INTERCONEXÃO) |  |  | Remoção da capacidade nas interconexões |  | 0 | 0
EX15 | PE-REPLAN (INTERCONEXÃO) |  |  | Remoção da capacidade nas interconexões |  | 0 | 0
EX16 | PE-TECAB (INTERCONEXÃO) |  |  | Remoção da capacidade nas interconexões |  | 0 | 0
|  | 78459.55 | 51180 |  |  | 1068249945.1012 | 696830815.2453
Step 2 | Calculate distance between each entry point and each exit point in the system
Variable | Description
[DENiEXj] | Matrix of the distances from entrry i to exit j
|  | EN 01 | EN 02 | EN 03 | EN 04 | EN 05 | EN 06 | EN 07 | EN 08 | EN 09 | EN 10
|  | PR-CARAGUA-TATUBA | PR-GNLBGB | PR-ITABORAÍ | PR-GASPAJ | PR-REDUC | PR-RPBC | PR-TECAB | PR-GUARAREMA (INTERCONEXÃO) | PR-REPLAN (INTERCONEXÃO) | PR-TECAB (INTERCONEXÃO)
EX1 | NTS MG 1 | 447.1 | 251.935 | 301.357 | 550.255 | 133.933 | 519.083 | 432.233 | 412.92 | 550.255 | 432.233
EX2 | NTS MG 2 | 544.264 | 349.099 | 398.521 | 647.419 | 231.097 | 616.247 | 529.397 | 510.084 | 647.419 | 529.397
EX3 | NTS MG 3 | 661.4292 | 466.2642 | 515.6862 | 764.5842 | 348.2622 | 733.4122 | 646.5622 | 627.2492 | 764.5842 | 646.5622
EX4 | NTS MG 4 | 394.629 | 596.18 | 645.602 | 93.766 | 598.48 | 466.612 | 776.478 | 360.449 | 93.766 | 776.478
EX5 | NTS RJ 1 | 460.821 | 64.0913 | 75.0913 | 563.976 | 64.0913 | 530.1227 | 120.2693 | 423.9597 | 563.976 | 120.2693
EX6 | NTS RJ 2 | 352.801 | 46.098 | 95.52 | 456.316 | 45.9433 | 424.064 | 226.396 | 318.621 | 456.316 | 226.396
EX7 | NTS RJ 3 | 307.6236 | 92.7374 | 142.1594 | 448.949 | 89.9518 | 379.6066 | 273.0354 | 273.4436 | 448.949 | 273.0354
EX8 | NTS RJ 4 | 244.471 | 154.518 | 203.94 | 347.896 | 156.818 | 316.724 | 334.816 | 210.561 | 347.896 | 334.816
EX9 | NTS RJ 5 | 395.9185 | 36.5805 | 87.1525 | 499.0735 | 34.0805 | 463.8795 | 218.0285 | 357.719 | 499.0735 | 218.0285
EX10 | NTS SP 1 | 162.8428 | 343.1248 | 329.0532 | 222.2428 | 278.4492 | 234.8258 | 459.9292 | 128.6628 | 222.2428 | 459.9292
EX11 | NTS SP 2 | 77.568 | 319.4677 | 367.8097 | 221.0717 | 321.7677 | 151.7743 | 498.6857 | 45.6113 | 221.0717 | 498.6857
EX12 | NTS SP 3 | 176.6012 | 435.4332 | 483.808 | 337.0372 | 437.7332 | 46.044 | 614.684 | 70.3542 | 337.0372 | 614.684
EX13 | NTS SP 4 | 211.584 | 470.416 | 519.838 | 372.02 | 472.716 | 0.826 | 650.714 | 105.337 | 372.02 | 650.714
EX14 | PE-GUARAREMA (INTERCONEXÃO) | 106.247 | 365.079 | 414.501 | 266.683 | 367.379 | 106.163 | 545.377 | 0 | 266.683 | 545.377
EX15 | PE-REPLAN (INTERCONEXÃO) | 300.863 | 502.414 | 551.836 | 0 | 504.714 | 372.846 | 682.712 | 266.683 | 0 | 682.712
EX16 | PE-TECAB (INTERCONEXÃO) | 579.557 | 180.298 | 152.876 | 682.712 | 180.298 | 651.54 | 0 | 545.377 | 682.712 | 0
Step 3 | Calculate the proportion of forecasted booked entry (respectively exit) capacity at each point relative to the total forecasted booked entry (respectively exit) capacity;
Variable | Description
PENi | Proportion factor of entry point i
PEX j | Proportion factor of exit zone j
Formula:
[PENi] | Value |  | [PEXj] | Value |  | [PENi] | PEN1 | PEN2 | PEN3 | PEN4 | PEN5 | PEN6 | PEN7 | PEN8 | PEN9 | PEN10
PEN1 | 0.22692 |  | PEX1 | 0.01186 |  | Value | 0.22692 | 0.3201 | 0.21523 | 0 | 0 | 0 | 0.23775 | 0 | 0 | 0 | 1
PEN2 | 0.3201 |  | PEX2 | 0.032786
PEN3 | 0.21523 |  | PEX3 | 0.053478
PEN4 | 0 |  | PEX4 | 0.0065455
PEN5 | 0 |  | PEX5 | 0.34766
PEN6 | 0 |  | PEX6 | 0.16424
PEN7 | 0.23775 |  | PEX7 | 0.03349
PEN8 | 0 |  | PEX8 | 0.0063111
PEN9 | 0 |  | PEX9 | 0.041579
PEN10 | 0 |  | PEX10 | 0.02417
| 1 |  | PEX11 | 0.05807
|  |  | PEX12 | 0.15571
|  |  | PEX13 | 0.064107
|  |  | PEX14 | 0
|  |  | PEX15 | 0
|  |  | PEX16 | 0
1
Step 4 | For each entry point (respectively exit point) , calculate capacity-weighted average distance to all exit points (respectively entry points); average distance is weighted by forecasted booked capacity
Variable | Description
ADENi | Capacity weighted average distance from entry i
ADEXj | Capacity weighted average distance from entry j
Formula:
[ADENi] | Value |  | [ADEXi] | Value
ADEN1 | 357.063 |  | ADEX1 | 349.7248
ADEN2 | 203.5265 |  | ADEX2 | 446.8888
ADEN3 | 237.8783 |  | ADEX3 | 564.054
ADEN4 | 472.7892 |  | ADEX4 | 603.9482
ADEN5 | 190.8305 |  | ADEX5 | 169.84
ADEN6 | 378.2969 |  | ADEX6 | 169.1976
ADEN7 | 338.9609 |  | ADEX7 | 195.0023
ADEN8 | 306.0733 |  | ADEX8 | 228.4334
ADEN9 | 472.7892 |  | ADEX9 | 172.1449
ADEN10 | 338.9609 |  | ADEX10 | 326.9576
|  |  | ADEX11 | 317.5908
|  |  | ADEX12 | 429.729
|  |  | ADEX13 | 465.1862
|  |  | ADEX14 | 359.8492
|  |  | ADEX15 | 510.1822
|  |  | ADEX16 | 222.1283
Step 5 | Determine the weight of each entry point (respectively exit point) as the ratio between the product of its forecasted booked capacity with its average distance and the sums of such products for all entry points (respectively exit point)
Variable | Description
WENi | Is the weight of entry point i
WEXj | Is the weight of exit point j
Formula:
[WENi] | Value |  | [WEXi] | Value
WEN1 | 0.29149 |  | WEX1 | 0.014922
WEN2 | 0.23438 |  | WEX2 | 0.052712
WEN3 | 0.1842 |  | WEX3 | 0.10852
WEN4 | 0 |  | WEX4 | 0.014222
WEN5 | 0 |  | WEX5 | 0.21243
WEN6 | 0 |  | WEX6 | 0.099977
WEN7 | 0.28993 |  | WEX7 | 0.023495
WEN8 | 0 |  | WEX8 | 0.0051866
WEN9 | 0 |  | WEX9 | 0.02575
WEN10 | 0 |  | WEX10 | 0.02843
| 1 |  | WEX11 | 0.066349
|  |  | WEX12 | 0.24072
|  |  | WEX13 | 0.10729
|  |  | WEX14 | 0
|  |  | WEX15 | 0
|  |  | WEX16 | 0
1
Step 6 | Allocate entry cost (respectively exit costs) by multiplying the total revenue to be collected from entry points by the weight of each entry point (respectively exit point)
Variable | Description
RENi | Is the revenue to be collected from entry point i
REXj | Is the revenue to be collected from exit point j
Formula:
[WENi] | Value |  | [WEXi] | Value
REN1 | 1458.0131 |  | REX1 | 31.8599
REN2 | 1172.3369 |  | REX2 | 112.5436
REN3 | 921.3275 |  | REX3 | 231.6994
REN4 | 0 |  | REX4 | 30.365
REN5 | 0 |  | REX5 | 453.5432
REN6 | 0 |  | REX6 | 213.4583
REN7 | 1450.1864 |  | REX7 | 50.1626
REN8 | 0 |  | REX8 | 11.0737
REN9 | 0 |  | REX9 | 54.9788
REN10 | 0 |  | REX10 | 60.7003
| 5001.864 |  | REX11 | 141.6596
|  |  | REX12 | 513.9583
|  |  | REX13 | 229.0669
|  |  | REX14 | 0
|  |  | REX15 | 0
|  |  | REX16 | 0
2135.0696
Step 7 | Determine tariffs by dividing revenue to be collected from a point by its forecasted booked capacity
Variable | Description
TENi | Is the tariff at entry point i
TEXj | Is the tariff at exit point j
Formula:
[TENi] | Ponto de Entrada | [TENi CWD] |  |  |  |  | PEN1: [TEXj]; PEN2: Zona de Saída; PEN3: [TEXj CWD]
TEN1 | PR-CARAGUATATUBA | 7.553 |  |  |  |  | PEN1: TEX1; PEN2: NTS MG 1; PEN3: 3.855
TEN2 | PR-GNLBGB | 4.3052 |  |  |  |  | PEN1: TEX2; PEN2: NTS MG 2; PEN3: 4.9261
TEN3 | PR-ITABORAÍ | 5.0319 |  |  |  |  | PEN1: TEX3; PEN2: NTS MG 3; PEN3: 6.2176
TEN4 | PR-GASPAJ (INTERCONEXÃO) | [5 empty] | PEN1: TEX4; PEN2: NTS MG 4; PEN3: 6.6574
TEN5 | PR-REDUC | [5 empty] | PEN1: TEX5; PEN2: NTS RJ 1; PEN3: 1.8722
TEN6 | PR-RPBC | [5 empty] | PEN1: TEX6; PEN2: NTS RJ 2; PEN3: 1.8651
TEN7 | PR-TECAB | 7.1701 |  |  |  |  | PEN1: TEX7; PEN2: NTS RJ 3; PEN3: 2.1495
TEN8 | PR-GUARAREMA (INTERCONEXÃO) | [5 empty] | PEN1: TEX8; PEN2: NTS RJ 4; PEN3: 2.518
TEN9 | PR-REPLAN (INTERCONEXÃO) | [5 empty] | PEN1: TEX9; PEN2: NTS RJ 5; PEN3: 1.8976
TEN10 | PR-TECAB (INTERCONEXÃO) | [5 empty] | PEN1: TEX10; PEN2: NTS SP 1; PEN3: 3.6041
[7 empty] | TEX11 | NTS SP 2 | 3.5008
[7 empty] | TEX12 | NTS SP 3 | 4.7369
[7 empty] | TEX13 | NTS SP 4 | 5.1278
[7 empty] | TEX14 | PE-GUARAREMA (INTERCONEXÃO)
[7 empty] | TEX15 | PE-REPLAN (INTERCONEXÃO)
[7 empty] | TEX16 | PE-TECAB (INTERCONEXÃO)
[TENi] | Ponto de Entrada | [TENi CWD] | [TEN postal] | [TEN] | Check |  | [TEXj] | Zona de Saída | [TEXj CWD] | [TEX postal] | [TEX] | Check
TEN1 | PR-CARAGUATATUBA | 1.5106 | 4.7038 | 6.2144 | 1199608936.771 |  | TEX1 | NTS MG 1 | 0.77101 | 2.4512 | 3.2222 | 26629694.9884
TEN2 | PR-GNLBGB | 0.86104 | 4.7038 | 5.5648 | 1515333965.3589 |  | TEX2 | NTS MG 2 | 0.98522 | 2.4512 | 3.4364 | 78509450.9141
TEN3 | PR-ITABORAÍ | 1.0064 | 4.7038 | 5.7102 | 1045520195.2559 |  | TEX3 | NTS MG 3 | 1.2435 | 2.4512 | 3.6947 | 137683140.898
TEN4 | PR-GASPAJ (INTERCONEXÃO) |  | 4.7038 | 0.5746 | 0 |  | TEX4 | NTS MG 4 | 1.3315 | 2.4512 | 3.7826 | 17253130.4033
TEN5 | PR-REDUC | [5 empty] | TEX5 | NTS RJ 1 | 0.37443 | 2.4512 | 2.8256 | 684523308.0306
TEN6 | PR-RPBC | [5 empty] | TEX6 | NTS RJ 2 | 0.37302 | 2.4512 | 2.8242 | 323229296.14
TEN7 | PR-TECAB | 1.434 | 4.7038 | 6.1378 | 1241400936.656 |  | TEX7 | NTS RJ 3 | 0.4299 | 2.4512 | 2.8811 | 67234692.5282
TEN8 | PR-GUARAREMA (INTERCONEXÃO) |  |  | 0.53451 |  |  | TEX8 | NTS RJ 4 | 0.50361 | 2.4512 | 2.9548 | 12994373.7356
TEN9 | PR-REPLAN (INTERCONEXÃO) |  |  | 0.5746 | 5001864034.0418 |  | TEX9 | NTS RJ 5 | 0.37951 | 2.4512 | 2.8307 | 82014560.6742
TEN10 | PR-TECAB (INTERCONEXÃO) |  |  | 0.56142 |  |  | TEX10 | NTS SP 1 | 0.72081 | 2.4512 | 3.172 | 53423069.0562
[7 empty] | TEX11 | NTS SP 2 | 0.70016 | 2.4512 | 3.1513 | 127517967.4593
[7 empty] | TEX12 | NTS SP 3 | 0.94739 | 2.4512 | 3.3986 | 368745068.0706
[7 empty] | TEX13 | NTS SP 4 | 1.0256 | 2.4512 | 3.4767 | 155311836.1629
[7 empty] | TEX14 | PE-GUARAREMA (INTERCONEXÃO) |  |  | 0
[7 empty] | TEX15 | PE-REPLAN (INTERCONEXÃO) |  |  | 0.30415 | 2135069589.0614
[7 empty] | TEX16 | PE-TECAB (INTERCONEXÃO) |  |  | 0.26282
Desconto na(s) Interconexão(ões) |  | 90%
Cálculo da receita arrecada nas interconexões, já considerando o desconto:
| Interconexão | QDC (mil m³@9.400) | Tarifas sem Desconto (R$/MMBTu) | Tarifas com Desconto (R$/MMBTu) | Receita (R$)
| REPLAN - Entrada | 200 | 5.746 | 0.5746 | 1564656.4845
| PE Guararema | 6000 | 5.3451 | 0.53451 | 43665128.8605
| Cabiunas - Entrada | 200 | 5.6142 | 0.56142 | 1528773.4387
| PR-GASPAJ | 335 | 5.746 | 0.5746 | 2620799.6116
| REPLAN - Saida | 7011 | 3.0415 | 0.30415 | 29033338.3316
| Cabiunas - Saída | 200 | 2.6282 | 0.26282 | 715669.3658
79128366.0928
|  |  |  | Receita Total | 7216061989.1959
|  |  |  | Check | 0
𝑃_(〖𝐸𝑁〗_𝑖= 〖𝐵𝐶〗_(〖𝐸𝑁〗_𝑖 )/(∑▒〖𝐵𝐶〗_𝐸𝑁 ) )
𝑃_(〖𝐸𝑋〗_𝑗= 〖𝐵𝐶〗_(〖𝐸𝑋〗_𝑗 )/(∑▒〖𝐵𝐶〗_𝐸𝑋 ) )
〖𝐴𝐷〗_(〖𝐸𝑁〗_𝑖 )= ∑▒〖𝑃_(〖𝐸𝑋〗_𝑗 ) ∙ 𝐷_(〖𝐸𝑁〗_𝑖 〖𝐸𝑋〗_𝑗 ) 〗
〖𝐴𝐷〗_(〖𝐸𝑋〗_𝑗 )= ∑▒〖𝑃_(〖𝐸𝑁〗_𝑖 ) ∙ 𝐷_(〖𝐸𝑋〗_𝑗 〖𝐸𝑁〗_𝑖 ) 〗
𝑊_(〖𝐸𝑁〗_𝑖 )= (〖𝐵𝐶〗_(〖𝐸𝑁〗_𝑖 )∙ 〖𝐴𝐷〗_(〖𝐸𝑁〗_𝑖 ))/(∑▒〖〖𝐵𝐶〗_(〖𝐸𝑁〗_𝑖 )∙ 〖𝐴𝐷〗_(〖𝐸𝑁〗_𝑖 ) 〗)
𝑊_(〖𝐸𝑋〗_𝑗 )= (〖𝐵𝐶〗_(〖𝐸𝑋〗_𝑖 )∙ 〖𝐴𝐷〗_(〖𝐸𝑋〗_𝑖 ))/(∑▒〖〖𝐵𝐶〗_(〖𝐸𝑋〗_𝑖 )∙ 〖𝐴𝐷〗_(〖𝐸𝑋〗_𝑖 ) 〗)
𝑅_(〖𝐸𝑁〗_𝑖 )= 𝑊_(〖𝐸𝑁〗_𝑖 ) ∙ 𝑅_𝐸𝑁
𝑅_(〖𝐸𝑋〗_𝑗 )= 𝑊_(〖𝐸𝑋〗_𝑗 ) ∙ 𝑅_𝐸𝑋
𝑇_(〖𝐸𝑁〗_𝑖 )= 𝑅_(〖𝐸𝑁〗_𝑖 )/〖𝐵𝐶〗_(〖𝐸𝑁〗_𝑖 )
𝑇_(〖𝐸𝑋〗_𝑖 )= 𝑅_(〖𝐸𝑋〗_𝑗 )/(𝐵𝐶_(〖𝐸𝑋〗_𝑗 ) )

## Tarifa Ponderada Legados 2028
Code | Entrada | BC [MMBTU] | T | R |  |  |  |  | PR-CARAGUATATUBA | PR-GNLBGB | PR-ITABORAÍ | PR-GASPAJ (INTERCONEXÃO) | PR-REDUC | PR-RPBC | PR-TECAB | PR-GUARAREMA (INTERCONEXÃO) | PR-REPLAN (INTERCONEXÃO) | PR-TECAB (INTERCONEXÃO)
TEN1 | PR-CARAGUATATUBA | 193037657.2596 | 6.2144 | 1199608936.771 |  |  |  | MG | 9.7801 | 9.1306 | 9.2759 | 4.1403 |  |  | 9.7035 | 4.1003 | 4.1403 | 4.1272
TEN2 | PR-GNLBGB | 272305906.7 | 5.5648 | 1515333965.3589 |  |  |  | RJ | 9.0445 | 8.3949 | 8.5402 | 3.4047 |  |  | 8.9679 | 3.3646 | 3.4047 | 3.3915
TEN3 | PR-ITABORAÍ | 183098491.6651 | 5.7102 | 1045520195.2559 |  |  |  | SP | 9.5639 | 8.9143 | 9.0596 | 3.9241 |  |  | 9.4873 | 3.884 | 3.9241 | 3.9109
TEN4 | PR-GASPAJ (INTERCONEXÃO) | 4561123.9372 | 0.5746 | 2620799.6116 |  |  |  | PE-GUARAREMA (INTERCONEXÃO)
TEN5 | PR-REDUC | 0 | [5 empty] | PE-REPLAN (INTERCONEXÃO) | 6.5185 | 5.869 | 6.0143 | 0.87875 |  |  | 6.4419 | 0.83866 | 0.87875 | 0.86557
TEN6 | PR-RPBC | 0 | [5 empty] | PE-TECAB (INTERCONEXÃO) | 6.4772 | 5.8276 | 5.973 | 0.83741 |  |  | 6.4006 | 0.79733 | 0.83741 | 0.82424
TEN7 | PR-TECAB | 202255212.2014 | 6.1378 | 1241400936.656
TEN8 | PR-GUARAREMA (INTERCONEXÃO) | 81691772.01 | 0.53451 | 43665128.8605
TEN9 | PR-REPLAN (INTERCONEXÃO) | 2723059.067 | 0.5746 | 1564656.4845
TEN10 | PR-TECAB (INTERCONEXÃO) | 2723059.067 | 0.56142 | 1528773.4387
5051243392.4371
Code | Zonas Saídas | BC [MMBTU] | BC total UF | T | R | R total UF | T UF
TEX1 | NTS MG 1 | 8264484.2683 |  | 3.2222 | 26629694.9884
TEX2 | NTS MG 2 | 22846465.5721 |  | 3.4364 | 78509450.9141
TEX3 | NTS MG 3 | 37265063.3319 |  | 3.6947 | 137683140.898
TEX4 | NTS MG 4 | 4561123.9372 | 72937137.1096 | 3.7826 | 17253130.4033 | 260075417.2038 | 3.5657
TEX5 | NTS RJ 1 | 242256949.8957 |  | 2.8256 | 684523308.0306
TEX6 | NTS RJ 2 | 114450172.586 |  | 2.8242 | 323229296.14
TEX7 | NTS RJ 3 | 23336616.2042 |  | 2.8811 | 67234692.5282
TEX8 | NTS RJ 4 | 4397740.3932 |  | 2.9548 | 12994373.7356
TEX9 | NTS RJ 5 | 28973348.4729 | 413414827.5519 | 2.8307 | 82014560.6742 | 1169996231.1086 | 2.8301
TEX10 | NTS SP 1 | 16842120.3294 |  | 3.172 | 53423069.0562
TEX11 | NTS SP 2 | 40464657.7356 |  | 3.1513 | 127517967.4593
TEX12 | NTS SP 3 | 108500288.5246 |  | 3.3986 | 368745068.0706
TEX13 | NTS SP 4 | 44671783.9941 | 210478850.5838 | 3.4767 | 155311836.1629 | 704997940.749 | 3.3495
TEX14 | PE-GUARAREMA (INTERCONEXÃO) | 0 | 0 | 0 | 0 | 0
TEX15 | PE-REPLAN (INTERCONEXÃO) | 95456835.5937 | 95456835.5937 | 0.30415 | 29033338.3316 | 29033338.3316 | 0.30415
TEX16 | PE-TECAB (INTERCONEXÃO) | 2723059.067 | 2723059.067 | 0.26282 | 715669.3658 | 715669.3658 | 0.26282
|  | 795010709.906 | 795010709.906 |  | 2164818596.7588 | 2164818596.7588
Tponderada
| MG | 3.5657
| RJ | 2.8301
| SP | 3.3495
PE-GUARAREMA (INTERCONEXÃO)
| PE-REPLAN (INTERCONEXÃO) | 0.30415
| PE-TECAB (INTERCONEXÃO) | 0.26282

## CWD 2029 GASIG (sem desc.)
| Cálculo da Tarifa de Entrada-Saída (Postal) |  |  |  |  | Ano Referência
2025
| Receita Total | Rtotal | 52.4065 | Milhões de Reais
70% | Receita Alocada para Entrada | Ren | 36.6845 | Milhões de Reais/ano
| Total da Reserva de Capacidade de Entrada Anual | BC∑En | 20385615 | Mil de m3 | 760427859.7551 | MMBTU
| Tarifa de Entrada Postal | Ten | 0.0017995 | R$/m3 | 0.048242 | R$/MMBtu
30% | Receita Alocada para Saída | Rex | 15.7219 | Milhões de Reais/ano
| Total da Reserva de Capacidade de Saída Anual | BC∑Ex | 18480315 | Mil de m3 | 689356018.1064 | MMBTU
| Tarifa de Saída Postal | Tex | 0.00085074 | R$/m3 | 0.022807 | R$/MMBtu
| Proporção Postal: | 80%
Step 1 | Define technical capacity at each entry and exit point; define forecasted booked capacity at each entry and exit point; [define (ex ante) the share of revenue to be collected from entry points and the share of revenue to be collected from exit points].
Variable | Description
CENi | Capacity at entry entry point i
CEXj | Capacity at exit entry point j
BCENi | Forecasted Booked Capacity at entry point i | [5 empty] | 37.3022
BCEXj | Forecasted Booked Capacity at exit point j | [5 empty] | 0.037302
|  | 2025 |  |  |  | 2025
|  | [Base diária] |  |  |  | [Base anual]
Code | Entrada | CENi [mil m³@9.400] | BCENi [mil m³@9.400] |  |  | CENi [MMBTU] | BCENi [MMBTU]
EN 01 | PR-CARAGUATATUBA | 20000 | 9427 |  |  | 272305906.7 | 128351389.123
EN 02 | PR-GNLBGB | 20000 | 20000 |  |  | 272305906.7 | 272305906.7
EN 03 | PR-ITABORAÍ | 18200 | 13448 |  |  | 247798375.097 | 183098491.6651
EN 04 | PR-GASPAJ (INTERCONEXÃO) | 1250 | 305 |  |  | 17019119.1687 | 4152665.0772
EN 05 | PR-REDUC | 5000 | 0 |  |  | 68076476.675 | 0
EN 06 | PR-RPBC | 2200 | 0 |  |  | 29953649.737 | 0
EN 07 | PR-TECAB | 25160 | 6266 |  |  | 342560830.6286 | 85313440.5691
EN 08 | PR-GUARAREMA (INTERCONEXÃO) | 0 | 6000 |  |  | 0 | 81691772.01
EN 09 | PR-REPLAN (INTERCONEXÃO) | 0 | 205 |  |  | 0 | 2791135.5437
EN 10 | PR-TECAB (INTERCONEXÃO) | 0 | 200 |  |  | 0 | 2723059.067
|  | 91810 | 55851 |  |  | 1250020264.7063 | 760427859.7551
|  | 2025 |  |  |  | 2025
|  | [Base diária] |  |  |  | [Base anual]
Code | Zonas Saídas | CEXi [mil m³@9.400] | BCEXi [ml m³@9.400] |  |  | CEXi [MMBTU] | BCEXi [MMBTU]
EX1 | NTS MG 1 | 864.5 | 633 |  |  | 11770422.8171 | 8618481.9471
EX2 | NTS MG 2 | 1825.9 | 1098 |  |  | 24860167.7522 | 14949594.2778
EX3 | NTS MG 3 | 3040.95 | 2852 |  |  | 41403432.349 | 38830822.2954
EX4 | NTS MG 4 | 1187.5 | 305 |  |  | 16168163.2103 | 4152665.0772
EX5 | NTS RJ 1 | 21185 | 13624 |  |  | 288440031.672 | 185494783.644
EX6 | NTS RJ 2 | 11271.75 | 8403 |  |  | 153468205.1923 | 114409326.7
EX7 | NTS RJ 3 | 3249 | 2173 |  |  | 44236094.5434 | 29586036.763
EX8 | NTS RJ 4 | 498.75 | 283 |  |  | 6790628.5483 | 3853128.5798
EX9 | NTS RJ 5 | 3321.2 | 2116 |  |  | 45219118.8666 | 28809964.9289
EX10 | NTS SP 1 | 14292.75 | 1050 |  |  | 194600012.3993 | 14296060.1017
EX11 | NTS SP 2 | 3971 | 3003 |  |  | 54066337.7753 | 40886731.891
EX12 | NTS SP 3 | 9941.75 | 5584 |  |  | 135359862.3967 | 76027809.1506
EX13 | NTS SP 4 | 3809.5 | 2483 |  |  | 51867467.5787 | 33806778.3168
EX14 | PE-GUARAREMA (INTERCONEXÃO) | 0 | 0 |  |  | 0 | 0
EX15 | PE-REPLAN (INTERCONEXÃO) | 0 | 6824 |  |  | 0 | 92910775.366
EX16 | PE-TECAB (INTERCONEXÃO) | 0 | 200 |  |  | 0 | 2723059.067
|  | 78459.55 | 50631 |  |  | 1068249945.1012 | 689356018.1064
Step 2 | Calculate distance between each entry point and each exit point in the system
Variable | Description
[DENiEXj] | Matrix of the distances from entrry i to exit j
|  | EN 01 | EN 02 | EN 03 | EN 04 | EN 05 | EN 06 | EN 07 | EN 08 | EN 09 | EN 10
|  | PR-CARAGUA-TATUBA | PR-GNLBGB | PR-ITABORAÍ | PR-GASPAJ | PR-REDUC | PR-RPBC | PR-TECAB | PR-GUARAREMA (INTERCONEXÃO) | PR-REPLAN (INTERCONEXÃO) | PR-TECAB (INTERCONEXÃO)
EX1 | NTS MG 1 | 447.1 | 251.935 | 301.357 | 550.255 | 133.933 | 519.083 | 432.233 | 412.92 | 550.255 | 432.233
EX2 | NTS MG 2 | 544.264 | 349.099 | 398.521 | 647.419 | 231.097 | 616.247 | 529.397 | 510.084 | 647.419 | 529.397
EX3 | NTS MG 3 | 661.4292 | 466.2642 | 515.6862 | 764.5842 | 348.2622 | 733.4122 | 646.5622 | 627.2492 | 764.5842 | 646.5622
EX4 | NTS MG 4 | 394.629 | 596.18 | 645.602 | 93.766 | 598.48 | 466.612 | 776.478 | 360.449 | 93.766 | 776.478
EX5 | NTS RJ 1 | 460.821 | 64.0913 | 75.0913 | 563.976 | 64.0913 | 530.1227 | 120.2693 | 423.9597 | 563.976 | 120.2693
EX6 | NTS RJ 2 | 352.801 | 46.098 | 95.52 | 456.316 | 45.9433 | 424.064 | 226.396 | 318.621 | 456.316 | 226.396
EX7 | NTS RJ 3 | 307.6236 | 92.7374 | 142.1594 | 448.949 | 89.9518 | 379.6066 | 273.0354 | 273.4436 | 448.949 | 273.0354
EX8 | NTS RJ 4 | 244.471 | 154.518 | 203.94 | 347.896 | 156.818 | 316.724 | 334.816 | 210.561 | 347.896 | 334.816
EX9 | NTS RJ 5 | 395.9185 | 36.5805 | 87.1525 | 499.0735 | 34.0805 | 463.8795 | 218.0285 | 357.719 | 499.0735 | 218.0285
EX10 | NTS SP 1 | 162.8428 | 343.1248 | 329.0532 | 222.2428 | 278.4492 | 234.8258 | 459.9292 | 128.6628 | 222.2428 | 459.9292
EX11 | NTS SP 2 | 77.568 | 319.4677 | 367.8097 | 221.0717 | 321.7677 | 151.7743 | 498.6857 | 45.6113 | 221.0717 | 498.6857
EX12 | NTS SP 3 | 176.6012 | 435.4332 | 483.808 | 337.0372 | 437.7332 | 46.044 | 614.684 | 70.3542 | 337.0372 | 614.684
EX13 | NTS SP 4 | 211.584 | 470.416 | 519.838 | 372.02 | 472.716 | 0.826 | 650.714 | 105.337 | 372.02 | 650.714
EX14 | PE-GUARAREMA (INTERCONEXÃO) | 106.247 | 365.079 | 414.501 | 266.683 | 367.379 | 106.163 | 545.377 | 0 | 266.683 | 545.377
EX15 | PE-REPLAN (INTERCONEXÃO) | 300.863 | 502.414 | 551.836 | 0 | 504.714 | 372.846 | 682.712 | 266.683 | 0 | 682.712
EX16 | PE-TECAB (INTERCONEXÃO) | 579.557 | 180.298 | 152.876 | 682.712 | 180.298 | 651.54 | 0 | 545.377 | 682.712 | 0
Step 3 | Calculate the proportion of forecasted booked entry (respectively exit) capacity at each point relative to the total forecasted booked entry (respectively exit) capacity;
Variable | Description
PENi | Proportion factor of entry point i
PEX j | Proportion factor of exit zone j
Formula:
[PENi] | Value |  | [PEXj] | Value |  | [PENi] | PEN1 | PEN2 | PEN3 | PEN4 | PEN5 | PEN6 | PEN7 | PEN8 | PEN9 | PEN10
PEN1 | 0.16879 |  | PEX1 | 0.012502 |  | Value | 0.16879 | 0.3581 | 0.24078 | 0.005461 | 0 | 0 | 0.11219 | 0.10743 | 0.0036705 | 0.003581 | 1
PEN2 | 0.3581 |  | PEX2 | 0.021686
PEN3 | 0.24078 |  | PEX3 | 0.056329
PEN4 | 0.005461 |  | PEX4 | 0.006024
PEN5 | 0 |  | PEX5 | 0.26908
PEN6 | 0 |  | PEX6 | 0.16597
PEN7 | 0.11219 |  | PEX7 | 0.042918
PEN8 | 0.10743 |  | PEX8 | 0.0055895
PEN9 | 0.0036705 |  | PEX9 | 0.041793
PEN10 | 0.003581 |  | PEX10 | 0.020738
| 1 |  | PEX11 | 0.059311
|  |  | PEX12 | 0.11029
|  |  | PEX13 | 0.049041
|  |  | PEX14 | 0
|  |  | PEX15 | 0.13478
|  |  | PEX16 | 0.0039501
1
Step 4 | For each entry point (respectively exit point) , calculate capacity-weighted average distance to all exit points (respectively entry points); average distance is weighted by forecasted booked capacity
Variable | Description
ADENi | Capacity weighted average distance from entry i
ADEXj | Capacity weighted average distance from entry j
Formula:
[ADENi] | Value |  | [ADEXi] | Value
ADEN1 | 351.3663 |  | ADEX1 | 337.6686
ADEN2 | 237.4292 |  | ADEX2 | 434.8326
ADEN3 | 274.7606 |  | ADEX3 | 551.9978
ADEN4 | 409.9461 |  | ADEX4 | 565.022
ADEN5 | 225.9965 |  | ADEX5 | 183.432
ADEN6 | 386.2699 |  | ADEX6 | 163.6621
ADEN7 | 381.4558 |  | ADEX7 | 184.447
ADEN8 | 304.9478 |  | ADEX8 | 210.261
ADEN9 | 409.9461 |  | ADEX9 | 169.1389
ADEN10 | 381.4558 |  | ADEX10 | 298.6866
|  |  | ADEX11 | 280.7077
|  |  | ADEX12 | 384.027
|  |  | ADEX13 | 419.3832
|  |  | ADEX14 | 314.0462
|  |  | ADEX15 | 471.256
|  |  | ADEX16 | 264.0197
Step 5 | Determine the weight of each entry point (respectively exit point) as the ratio between the product of its forecasted booked capacity with its average distance and the sums of such products for all entry points (respectively exit point)
Variable | Description
WENi | Is the weight of entry point i
WEXj | Is the weight of exit point j
Formula:
[WENi] | Value |  | [WEXi] | Value
WEN1 | 0.2037 |  | WEX1 | 0.0145
WEN2 | 0.29202 |  | WEX2 | 0.032388
WEN3 | 0.22723 |  | WEX3 | 0.10679
WEN4 | 0.0076891 |  | WEX4 | 0.01169
WEN5 | 0 |  | WEX5 | 0.16953
WEN6 | 0 |  | WEX6 | 0.093292
WEN7 | 0.14699 |  | WEX7 | 0.027189
WEN8 | 0.11252 |  | WEX8 | 0.0040365
WEN9 | 0.0051681 |  | WEX9 | 0.024279
WEN10 | 0.0046916 |  | WEX10 | 0.021275
| 1 |  | WEX11 | 0.057184
|  |  | WEX12 | 0.14547
|  |  | WEX13 | 0.07064
|  |  | WEX14 | 0
|  |  | WEX15 | 0.21815
|  |  | WEX16 | 0.003582
1
Step 6 | Allocate entry cost (respectively exit costs) by multiplying the total revenue to be collected from entry points by the weight of each entry point (respectively exit point)
Variable | Description
RENi | Is the revenue to be collected from entry point i
REXj | Is the revenue to be collected from exit point j
Formula:
[WENi] | Value |  | [WEXi] | Value
REN1 | 7.4725 |  | REX1 | 0.22796
REN2 | 10.7126 |  | REX2 | 0.50921
REN3 | 8.3357 |  | REX3 | 1.679
REN4 | 0.28207 |  | REX4 | 0.1838
REN5 | 0 |  | REX5 | 2.6653
REN6 | 0 |  | REX6 | 1.4667
REN7 | 5.3922 |  | REX7 | 0.42747
REN8 | 4.1277 |  | REX8 | 0.063462
REN9 | 0.18959 |  | REX9 | 0.38171
REN10 | 0.17211 |  | REX10 | 0.33448
| 36.6845 |  | REX11 | 0.89904
|  |  | REX12 | 2.2871
|  |  | REX13 | 1.1106
|  |  | REX14 | 0
|  |  | REX15 | 3.4298
|  |  | REX16 | 0.056317
15.7219
Step 7 | Determine tariffs by dividing revenue to be collected from a point by its forecasted booked capacity
Variable | Description
TENi | Is the tariff at entry point i
TEXj | Is the tariff at exit point j
Formula:
[TENi] | Ponto de Entrada | [TENi CWD] |  |  |  |  | PEN1: [TEXj]; PEN2: Zona de Saída; PEN3: [TEXj CWD]
TEN1 | PR-CARAGUATATUBA | 0.058219 |  |  |  |  | PEN1: TEX1; PEN2: NTS MG 1; PEN3: 0.02645
TEN2 | PR-GNLBGB | 0.03934 |  |  |  |  | PEN1: TEX2; PEN2: NTS MG 2; PEN3: 0.034062
TEN3 | PR-ITABORAÍ | 0.045526 |  |  |  |  | PEN1: TEX3; PEN2: NTS MG 3; PEN3: 0.043239
TEN4 | PR-GASPAJ (INTERCONEXÃO) | 0.067925 |  |  |  |  | PEN1: TEX4; PEN2: NTS MG 4; PEN3: 0.04426
TEN5 | PR-REDUC | [5 empty] | PEN1: TEX5; PEN2: NTS RJ 1; PEN3: 0.014369
TEN6 | PR-RPBC | [5 empty] | PEN1: TEX6; PEN2: NTS RJ 2; PEN3: 0.01282
TEN7 | PR-TECAB | 0.063205 |  |  |  |  | PEN1: TEX7; PEN2: NTS RJ 3; PEN3: 0.014448
TEN8 | PR-GUARAREMA (INTERCONEXÃO) | 0.050528 |  |  |  |  | PEN1: TEX8; PEN2: NTS RJ 4; PEN3: 0.01647
TEN9 | PR-REPLAN (INTERCONEXÃO) | 0.067925 |  |  |  |  | PEN1: TEX9; PEN2: NTS RJ 5; PEN3: 0.013249
TEN10 | PR-TECAB (INTERCONEXÃO) | 0.063205 |  |  |  |  | PEN1: TEX10; PEN2: NTS SP 1; PEN3: 0.023397
[7 empty] | TEX11 | NTS SP 2 | 0.021989
[7 empty] | TEX12 | NTS SP 3 | 0.030082
[7 empty] | TEX13 | NTS SP 4 | 0.032851
[7 empty] | TEX14 | PE-GUARAREMA (INTERCONEXÃO)
[7 empty] | TEX15 | PE-REPLAN (INTERCONEXÃO) | 0.036915
[7 empty] | TEX16 | PE-TECAB (INTERCONEXÃO) | 0.020681
[TENi] | Ponto de Entrada | [TENi CWD] | [TEN postal] | [TEN] |  |  | PEN1: [TEXj]; PEN2: Zona de Saída; PEN3: [TEXj CWD]; PEN4: [TEX postal]; PEN5: [TEX]
TEN1 | PR-CARAGUATATUBA | 0.011644 | 0.038594 | 0.050237 |  |  | PEN1: TEX1; PEN2: NTS MG 1; PEN3: 0.0052901; PEN4: 0.018245; PEN5: 0.023535
TEN2 | PR-GNLBGB | 0.0078681 | 0.038594 | 0.046462 |  |  | PEN1: TEX2; PEN2: NTS MG 2; PEN3: 0.0068123; PEN4: 0.018245; PEN5: 0.025058
TEN3 | PR-ITABORAÍ | 0.0091052 | 0.038594 | 0.047699 |  |  | PEN1: TEX3; PEN2: NTS MG 3; PEN3: 0.0086479; PEN4: 0.018245; PEN5: 0.026893
TEN4 | PR-GASPAJ (INTERCONEXÃO) | 0.013585 | 0.038594 | 0.052179 |  |  | PEN1: TEX4; PEN2: NTS MG 4; PEN3: 0.0088519; PEN4: 0.018245; PEN5: 0.027097
TEN5 | PR-REDUC | [5 empty] | PEN1: TEX5; PEN2: NTS RJ 1; PEN3: 0.0028737; PEN4: 0.018245; PEN5: 0.021119
TEN6 | PR-RPBC | [5 empty] | PEN1: TEX6; PEN2: NTS RJ 2; PEN3: 0.002564; PEN4: 0.018245; PEN5: 0.020809
TEN7 | PR-TECAB | 0.012641 | 0.038594 | 0.051234 |  |  | PEN1: TEX7; PEN2: NTS RJ 3; PEN3: 0.0028896; PEN4: 0.018245; PEN5: 0.021135
TEN8 | PR-GUARAREMA (INTERCONEXÃO) | 0.010106 | 0.038594 | 0.048699 |  |  | PEN1: TEX8; PEN2: NTS RJ 4; PEN3: 0.0032941; PEN4: 0.018245; PEN5: 0.021539
TEN9 | PR-REPLAN (INTERCONEXÃO) | 0.013585 | 0.038594 | 0.052179 |  |  | PEN1: TEX9; PEN2: NTS RJ 5; PEN3: 0.0026498; PEN4: 0.018245; PEN5: 0.020895
TEN10 | PR-TECAB (INTERCONEXÃO) | 0.012641 | 0.038594 | 0.051234 |  |  | PEN1: TEX10; PEN2: NTS SP 1; PEN3: 0.0046794; PEN4: 0.018245; PEN5: 0.022925
[7 empty] | TEX11 | NTS SP 2 | 0.0043977 | 0.018245 | 0.022643
[7 empty] | TEX12 | NTS SP 3 | 0.0060164 | 0.018245 | 0.024262
[7 empty] | TEX13 | NTS SP 4 | 0.0065703 | 0.018245 | 0.024816
[7 empty] | TEX14 | PE-GUARAREMA (INTERCONEXÃO)
[7 empty] | TEX15 | PE-REPLAN (INTERCONEXÃO) | 0.0073829 | 0.018245 | 0.025628
[7 empty] | TEX16 | PE-TECAB (INTERCONEXÃO) | 0.0041363 | 0.018245 | 0.022382
Desconto na(s) Interconexão(ões) |  | 90%
Cálculo da receita arrecada nas interconexões, já considerando o desconto: | [6 empty] | PEN4: 0
| Interconexão | QDC (mil m³@9.400) | Tarifas sem Desconto (R$/MMBTu) | Tarifas com Desconto (R$/MMBTu) | Receita (R$)
| REPLAN - Entrada | 205 | 0.052179 | 0.0052179 | 14563.7623
| PE Guararema | 6000 | 0.048699 | 0.0048699 | 397831.8042
| Cabiunas - Entrada | 200 | 0.051234 | 0.0051234 | 13951.4566
| PR-GASPAJ | 305 | 0.052179 | 0.0052179 | 21668.0366
| REPLAN - Saida | 6824 | 0.025628 | 0.0025628 | 238114.5911
| Cabiunas - Saída | 200 | 0.022382 | 0.0022382 | 6094.6519
692224.3027
𝑃_(〖𝐸𝑁〗_𝑖= (𝐵𝐶_(〖𝐸𝑁〗_𝑖 ))/(∑▒〖𝐵𝐶〗_𝐸𝑁 ) )
𝑃_(〖𝐸𝑋〗_𝑗= 〖𝐵𝐶〗_(〖𝐸𝑋〗_𝑗 )/(∑▒〖𝐵𝐶〗_𝐸𝑋 ) )
〖𝐴𝐷〗_(〖𝐸𝑁〗_𝑖 )= ∑▒〖𝑃_(〖𝐸𝑋〗_𝑗 ) ∙ 𝐷_(〖𝐸𝑁〗_𝑖 〖𝐸𝑋〗_𝑗 ) 〗
〖𝐴𝐷〗_(〖𝐸𝑋〗_𝑗 )= ∑▒〖𝑃_(〖𝐸𝑁〗_𝑖 ) ∙ 𝐷_(〖𝐸𝑋〗_𝑗 〖𝐸𝑁〗_𝑖 ) 〗
𝑊_(〖𝐸𝑁〗_𝑖 )= (𝐵𝐶_(〖𝐸𝑁〗_𝑖 )∙ 〖𝐴𝐷〗_(〖𝐸𝑁〗_𝑖 ))/(∑▒〖〖𝐵𝐶〗_(〖𝐸𝑁〗_𝑖 )∙ 〖𝐴𝐷〗_(〖𝐸𝑁〗_𝑖 ) 〗)
𝑊_(〖𝐸𝑋〗_𝑗 )= (〖𝐵𝐶〗_(〖𝐸𝑋〗_𝑖 )∙ 〖𝐴𝐷〗_(〖𝐸𝑋〗_𝑖 ))/(∑▒〖〖𝐵𝐶〗_(〖𝐸𝑋〗_𝑖 )∙ 〖𝐴𝐷〗_(〖𝐸𝑋〗_𝑖 ) 〗)
𝑅_(〖𝐸𝑁〗_𝑖 )= 𝑊_(〖𝐸𝑁〗_𝑖 ) ∙ 𝑅_𝐸𝑁
𝑅_(〖𝐸𝑋〗_𝑗 )= 𝑊_(〖𝐸𝑋〗_𝑗 ) ∙ 𝑅_𝐸𝑋
𝑇_(〖𝐸𝑁〗_𝑖 )= 𝑅_(〖𝐸𝑁〗_𝑖 )/(𝐵𝐶_(〖𝐸𝑁〗_𝑖 ) )
𝑇_(〖𝐸𝑋〗_𝑖 )= 𝑅_(〖𝐸𝑋〗_𝑗 )/〖𝐵𝐶〗_(〖𝐸𝑋〗_𝑗 )

## CWD 2029 GASIG (com desc.)
| Cálculo da Tarifa de Entrada-Saída (Postal) |  |  |  |  | Ano Referência
2025
| Receita Total | Rtotal | 52.4065 | Milhões de Reais
| Receita para cálculo do desconto na interconexão |  | 51.7143 | Milhões de Reais | Subtraida a receita a ser arrecadada nas interconexões já considerando o desconto para redistribuição dessa "Receita descontada" entre os outros pontos da Rede NTS
70% | Receita Alocada para Entrada | Ren | 36.2365 | Milhões de Reais/ano | Receita na entrada já descontada da receita calculada para as interconexões de entrada na aba "CWD NTS (sem desconto)"
| Total da Reserva de Capacidade de Entrada Anual | BC∑En | 17936465 | Mil de m3 | 669069228.0572 | MMBTU
| Tarifa de Entrada Postal | Ten | 0.0020203 | R$/m3 | 0.05416 | R$/MMBtu
30% | Receita Alocada para Saída | Rex | 15.4777 | Milhões de Reais/ano | Receita na saída já descontada da receita calculada para as interconexões de saída na aba "CWD NTS (sem desconto)"
| Total da Reserva de Capacidade de Saída Anual | BC∑Ex | 15916555 | Mil de m3 | 593722183.6733 | MMBTU
| Tarifa de Saída Postal | Tex | 0.00097243 | R$/m3 | 0.026069 | R$/MMBtu
| Proporção Postal: | 80%
Step 1 | Define technical capacity at each entry and exit point; define forecasted booked capacity at each entry and exit point; [define (ex ante) the share of revenue to be collected from entry points and the share of revenue to be collected from exit points].
Variable | Description
CENi | Capacity at entry entry point i
CEXj | Capacity at exit entry point j
BCENi | Forecasted Booked Capacity at entry point i | [5 empty] | 37.3022
BCEXj | Forecasted Booked Capacity at exit point j | [5 empty] | 0.037302
|  | 2025 |  |  |  | 2025
|  | [Base diária] |  |  |  | [Base anual]
Code | Entrada | CENi [mil m³@9.400] | BCENi [mil m³@9.400] |  |  | CENi [MMBTU] | BCENi [MMBTU]
EN 01 | PR-CARAGUATATUBA | 20000 | 9427 |  |  | 272305906.7 | 128351389.123
EN 02 | PR-GNLBGB | 20000 | 20000 |  |  | 272305906.7 | 272305906.7
EN 03 | PR-ITABORAÍ | 18200 | 13448 |  |  | 247798375.097 | 183098491.6651
EN 04 | PR-GASPAJ (INTERCONEXÃO) |  |  | Remoção da capacidade nas interconexões |  | 0 | 0
EN 05 | PR-REDUC | 5000 | 0 |  |  | 68076476.675 | 0
EN 06 | PR-RPBC | 2200 | 0 |  |  | 29953649.737 | 0
EN 07 | PR-TECAB | 25160 | 6266 |  |  | 342560830.6286 | 85313440.5691
EN 08 | PR-GUARAREMA (INTERCONEXÃO) |  |  | Remoção da capacidade nas interconexões |  | 0 | 0
EN 09 | PR-REPLAN (INTERCONEXÃO) |  |  | Remoção da capacidade nas interconexões |  | 0 | 0
EN 10 | PR-TECAB (INTERCONEXÃO) |  |  | Remoção da capacidade nas interconexões |  | 0 | 0
|  | 90560 | 49141 |  |  | 1233001145.5376 | 669069228.0572
|  | 2025 |  |  |  | 2025
|  | [Base diária] |  |  |  | [Base anual]
Code | Zonas Saídas | CEXi [mil m³@9.400] | BCEXi [ml m³@9.400] |  |  | CEXi [MMBTU] | BCEXi [MMBTU]
EX1 | NTS MG 1 | 864.5 | 633 |  |  | 11770422.8171 | 8618481.9471
EX2 | NTS MG 2 | 1825.9 | 1098 |  |  | 24860167.7522 | 14949594.2778
EX3 | NTS MG 3 | 3040.95 | 2852 |  |  | 41403432.349 | 38830822.2954
EX4 | NTS MG 4 | 1187.5 | 305 |  |  | 16168163.2103 | 4152665.0772
EX5 | NTS RJ 1 | 21185 | 13624 |  |  | 288440031.672 | 185494783.644
EX6 | NTS RJ 2 | 11271.75 | 8403 |  |  | 153468205.1923 | 114409326.7
EX7 | NTS RJ 3 | 3249 | 2173 |  |  | 44236094.5434 | 29586036.763
EX8 | NTS RJ 4 | 498.75 | 283 |  |  | 6790628.5483 | 3853128.5798
EX9 | NTS RJ 5 | 3321.2 | 2116 |  |  | 45219118.8666 | 28809964.9289
EX10 | NTS SP 1 | 14292.75 | 1050 |  |  | 194600012.3993 | 14296060.1017
EX11 | NTS SP 2 | 3971 | 3003 |  |  | 54066337.7753 | 40886731.891
EX12 | NTS SP 3 | 9941.75 | 5584 |  |  | 135359862.3967 | 76027809.1506
EX13 | NTS SP 4 | 3809.5 | 2483 |  |  | 51867467.5787 | 33806778.3168
EX14 | PE-GUARAREMA (INTERCONEXÃO) |  |  | Remoção da capacidade nas interconexões |  | 0 | 0
EX15 | PE-REPLAN (INTERCONEXÃO) |  |  | Remoção da capacidade nas interconexões |  | 0 | 0
EX16 | PE-TECAB (INTERCONEXÃO) |  |  | Remoção da capacidade nas interconexões |  | 0 | 0
|  | 78459.55 | 43607 |  |  | 1068249945.1012 | 593722183.6733
Step 2 | Calculate distance between each entry point and each exit point in the system
Variable | Description
[DENiEXj] | Matrix of the distances from entrry i to exit j
|  | EN 01 | EN 02 | EN 03 | EN 04 | EN 05 | EN 06 | EN 07 | EN 08 | EN 09 | EN 10
|  | PR-CARAGUA-TATUBA | PR-GNLBGB | PR-ITABORAÍ | PR-GASPAJ | PR-REDUC | PR-RPBC | PR-TECAB | PR-GUARAREMA (INTERCONEXÃO) | PR-REPLAN (INTERCONEXÃO) | PR-TECAB (INTERCONEXÃO)
EX1 | NTS MG 1 | 447.1 | 251.935 | 301.357 | 550.255 | 133.933 | 519.083 | 432.233 | 412.92 | 550.255 | 432.233
EX2 | NTS MG 2 | 544.264 | 349.099 | 398.521 | 647.419 | 231.097 | 616.247 | 529.397 | 510.084 | 647.419 | 529.397
EX3 | NTS MG 3 | 661.4292 | 466.2642 | 515.6862 | 764.5842 | 348.2622 | 733.4122 | 646.5622 | 627.2492 | 764.5842 | 646.5622
EX4 | NTS MG 4 | 394.629 | 596.18 | 645.602 | 93.766 | 598.48 | 466.612 | 776.478 | 360.449 | 93.766 | 776.478
EX5 | NTS RJ 1 | 460.821 | 64.0913 | 75.0913 | 563.976 | 64.0913 | 530.1227 | 120.2693 | 423.9597 | 563.976 | 120.2693
EX6 | NTS RJ 2 | 352.801 | 46.098 | 95.52 | 456.316 | 45.9433 | 424.064 | 226.396 | 318.621 | 456.316 | 226.396
EX7 | NTS RJ 3 | 307.6236 | 92.7374 | 142.1594 | 448.949 | 89.9518 | 379.6066 | 273.0354 | 273.4436 | 448.949 | 273.0354
EX8 | NTS RJ 4 | 244.471 | 154.518 | 203.94 | 347.896 | 156.818 | 316.724 | 334.816 | 210.561 | 347.896 | 334.816
EX9 | NTS RJ 5 | 395.9185 | 36.5805 | 87.1525 | 499.0735 | 34.0805 | 463.8795 | 218.0285 | 357.719 | 499.0735 | 218.0285
EX10 | NTS SP 1 | 162.8428 | 343.1248 | 329.0532 | 222.2428 | 278.4492 | 234.8258 | 459.9292 | 128.6628 | 222.2428 | 459.9292
EX11 | NTS SP 2 | 77.568 | 319.4677 | 367.8097 | 221.0717 | 321.7677 | 151.7743 | 498.6857 | 45.6113 | 221.0717 | 498.6857
EX12 | NTS SP 3 | 176.6012 | 435.4332 | 483.808 | 337.0372 | 437.7332 | 46.044 | 614.684 | 70.3542 | 337.0372 | 614.684
EX13 | NTS SP 4 | 211.584 | 470.416 | 519.838 | 372.02 | 472.716 | 0.826 | 650.714 | 105.337 | 372.02 | 650.714
EX14 | PE-GUARAREMA (INTERCONEXÃO) | 106.247 | 365.079 | 414.501 | 266.683 | 367.379 | 106.163 | 545.377 | 0 | 266.683 | 545.377
EX15 | PE-REPLAN (INTERCONEXÃO) | 300.863 | 502.414 | 551.836 | 0 | 504.714 | 372.846 | 682.712 | 266.683 | 0 | 682.712
EX16 | PE-TECAB (INTERCONEXÃO) | 579.557 | 180.298 | 152.876 | 682.712 | 180.298 | 651.54 | 0 | 545.377 | 682.712 | 0
Step 3 | Calculate the proportion of forecasted booked entry (respectively exit) capacity at each point relative to the total forecasted booked entry (respectively exit) capacity;
Variable | Description
PENi | Proportion factor of entry point i
PEX j | Proportion factor of exit zone j
Formula:
[PENi] | Value |  | [PEXj] | Value |  | [PENi] | PEN1 | PEN2 | PEN3 | PEN4 | PEN5 | PEN6 | PEN7 | PEN8 | PEN9 | PEN10
PEN1 | 0.19184 |  | PEX1 | 0.014516 |  | Value | 0.19184 | 0.40699 | 0.27366 | 0 | 0 | 0 | 0.12751 | 0 | 0 | 0 | 1
PEN2 | 0.40699 |  | PEX2 | 0.025179
PEN3 | 0.27366 |  | PEX3 | 0.065402
PEN4 | 0 |  | PEX4 | 0.0069943
PEN5 | 0 |  | PEX5 | 0.31243
PEN6 | 0 |  | PEX6 | 0.1927
PEN7 | 0.12751 |  | PEX7 | 0.049831
PEN8 | 0 |  | PEX8 | 0.0064898
PEN9 | 0 |  | PEX9 | 0.048524
PEN10 | 0 |  | PEX10 | 0.024079
| 1 |  | PEX11 | 0.068865
|  |  | PEX12 | 0.12805
|  |  | PEX13 | 0.05694
|  |  | PEX14 | 0
|  |  | PEX15 | 0
|  |  | PEX16 | 0
1
Step 4 | For each entry point (respectively exit point) , calculate capacity-weighted average distance to all exit points (respectively entry points); average distance is weighted by forecasted booked capacity
Variable | Description
ADENi | Capacity weighted average distance from entry i
ADEXj | Capacity weighted average distance from entry j
Formula:
[ADENi] | Value |  | [ADEXi] | Value
ADEN1 | 358.2229 |  | ADEX1 | 325.8894
ADEN2 | 196.2241 |  | ADEX2 | 423.0534
ADEN3 | 231.9605 |  | ADEX3 | 540.2186
ADEN4 | 472.847 |  | ADEX4 | 594.0301
ADEN5 | 182.59 |  | ADEX5 | 150.3718
ADEN6 | 387.1539 |  | ADEX6 | 141.4494
ADEN7 | 336.0621 |  | ADEX7 | 170.4751
ADEN8 | 309.8331 |  | ADEX8 | 208.289
ADEN9 | 472.847 |  | ADEX9 | 142.4905
ADEN10 | 336.0621 |  | ADEX10 | 319.5832
|  |  | ADEX11 | 309.1442
|  |  | ADEX12 | 421.8747
|  |  | ADEX13 | 457.2776
|  |  | ADEX14 | 351.9406
|  |  | ADEX15 | 500.2641
|  |  | ADEX16 | 226.3959
Step 5 | Determine the weight of each entry point (respectively exit point) as the ratio between the product of its forecasted booked capacity with its average distance and the sums of such products for all entry points (respectively exit point)
Variable | Description
WENi | Is the weight of entry point i
WEXj | Is the weight of exit point j
Formula:
[WENi] | Value |  | [WEXi] | Value
WEN1 | 0.26958 |  | WEX1 | 0.018558
WEN2 | 0.31329 |  | WEX2 | 0.041788
WEN3 | 0.24902 |  | WEX3 | 0.1386
WEN4 | 0 |  | WEX4 | 0.016299
WEN5 | 0 |  | WEX5 | 0.1843
WEN6 | 0 |  | WEX6 | 0.10693
WEN7 | 0.1681 |  | WEX7 | 0.033325
WEN8 | 0 |  | WEX8 | 0.0053028
WEN9 | 0 |  | WEX9 | 0.027124
WEN10 | 0 |  | WEX10 | 0.030188
| 1 |  | WEX11 | 0.083516
|  |  | WEX12 | 0.21193
|  |  | WEX13 | 0.10214
|  |  | WEX14 | 0
|  |  | WEX15 | 0
|  |  | WEX16 | 0
1
Step 6 | Allocate entry cost (respectively exit costs) by multiplying the total revenue to be collected from entry points by the weight of each entry point (respectively exit point)
Variable | Description
RENi | Is the revenue to be collected from entry point i
REXj | Is the revenue to be collected from exit point j
Formula:
[WENi] | Value |  | [WEXi] | Value
REN1 | 9.7688 |  | REX1 | 0.28723
REN2 | 11.3526 |  | REX2 | 0.64678
REN3 | 9.0237 |  | REX3 | 2.1453
REN4 | 0 |  | REX4 | 0.25227
REN5 | 0 |  | REX5 | 2.8525
REN6 | 0 |  | REX6 | 1.655
REN7 | 6.0915 |  | REX7 | 0.5158
REN8 | 0 |  | REX8 | 0.082076
REN9 | 0 |  | REX9 | 0.41982
REN10 | 0 |  | REX10 | 0.46723
| 36.2365 |  | REX11 | 1.2926
|  |  | REX12 | 3.2801
|  |  | REX13 | 1.5809
|  |  | REX14 | 0
|  |  | REX15 | 0
|  |  | REX16 | 0
15.4777
Step 7 | Determine tariffs by dividing revenue to be collected from a point by its forecasted booked capacity
Variable | Description
TENi | Is the tariff at entry point i
TEXj | Is the tariff at exit point j
Formula:
[TENi] | Ponto de Entrada | [TENi CWD] |  |  |  |  | PEN1: [TEXj]; PEN2: Zona de Saída; PEN3: [TEXj CWD]
TEN1 | PR-CARAGUATATUBA | 0.07611 |  |  |  |  | PEN1: TEX1; PEN2: NTS MG 1; PEN3: 0.033328
TEN2 | PR-GNLBGB | 0.041691 |  |  |  |  | PEN1: TEX2; PEN2: NTS MG 2; PEN3: 0.043264
TEN3 | PR-ITABORAÍ | 0.049283 |  |  |  |  | PEN1: TEX3; PEN2: NTS MG 3; PEN3: 0.055246
TEN4 | PR-GASPAJ (INTERCONEXÃO) | [5 empty] | PEN1: TEX4; PEN2: NTS MG 4; PEN3: 0.060749
TEN5 | PR-REDUC | [5 empty] | PEN1: TEX5; PEN2: NTS RJ 1; PEN3: 0.015378
TEN6 | PR-RPBC | [5 empty] | PEN1: TEX6; PEN2: NTS RJ 2; PEN3: 0.014466
TEN7 | PR-TECAB | 0.071401 |  |  |  |  | PEN1: TEX7; PEN2: NTS RJ 3; PEN3: 0.017434
TEN8 | PR-GUARAREMA (INTERCONEXÃO) | [5 empty] | PEN1: TEX8; PEN2: NTS RJ 4; PEN3: 0.021301
TEN9 | PR-REPLAN (INTERCONEXÃO) | [5 empty] | PEN1: TEX9; PEN2: NTS RJ 5; PEN3: 0.014572
TEN10 | PR-TECAB (INTERCONEXÃO) | [5 empty] | PEN1: TEX10; PEN2: NTS SP 1; PEN3: 0.032683
[7 empty] | TEX11 | NTS SP 2 | 0.031615
[7 empty] | TEX12 | NTS SP 3 | 0.043144
[7 empty] | TEX13 | NTS SP 4 | 0.046764
[7 empty] | TEX14 | PE-GUARAREMA (INTERCONEXÃO)
[7 empty] | TEX15 | PE-REPLAN (INTERCONEXÃO)
[7 empty] | TEX16 | PE-TECAB (INTERCONEXÃO)
[TENi] | Ponto de Entrada | [TENi CWD] | [TEN postal] | [TEN] | Check |  | [TEXj] | Zona de Saída | [TEXj CWD] | [TEX postal] | [TEX] | Check
TEN1 | PR-CARAGUATATUBA | 0.015222 | 0.043328 | 0.05855 | 7514919.3727 |  | TEX1 | NTS MG 1 | 0.0066655 | 0.020855 | 0.027521 | 237186.7672
TEN2 | PR-GNLBGB | 0.0083381 | 0.043328 | 0.051666 | 14068899.4624 |  | TEX2 | NTS MG 2 | 0.0086529 | 0.020855 | 0.029508 | 441133.241
TEN3 | PR-ITABORAÍ | 0.0098567 | 0.043328 | 0.053184 | 9737970.5843 |  | TEX3 | NTS MG 3 | 0.011049 | 0.020855 | 0.031904 | 1238876.4335
TEN4 | PR-GASPAJ (INTERCONEXÃO) |  | 0.043328 | 0.0052179 | 0 |  | TEX4 | NTS MG 4 | 0.01215 | 0.020855 | 0.033005 | 137059.0642
TEN5 | PR-REDUC | [5 empty] | TEX5 | NTS RJ 1 | 0.0030756 | 0.020855 | 0.023931 | 4439037.0975
TEN6 | PR-RPBC | [5 empty] | TEX6 | NTS RJ 2 | 0.0028931 | 0.020855 | 0.023748 | 2717026.8681
TEN7 | PR-TECAB | 0.01428 | 0.043328 | 0.057608 | 4914728.2929 |  | TEX7 | NTS RJ 3 | 0.0034868 | 0.020855 | 0.024342 | 720182.4279
TEN8 | PR-GUARAREMA (INTERCONEXÃO) |  |  | 0.0048699 |  |  | TEX8 | NTS RJ 4 | 0.0042602 | 0.020855 | 0.025115 | 96772.8337
TEN9 | PR-REPLAN (INTERCONEXÃO) |  |  | 0.0052179 | 36236517.7122 |  | TEX9 | NTS RJ 5 | 0.0029144 | 0.020855 | 0.02377 | 684801.1451
TEN10 | PR-TECAB (INTERCONEXÃO) |  |  | 0.0051234 |  |  | TEX10 | NTS SP 1 | 0.0065365 | 0.020855 | 0.027392 | 391593.8165
[7 empty] | TEX11 | NTS SP 2 | 0.006323 | 0.020855 | 0.027178 | 1111228.4801
[7 empty] | TEX12 | NTS SP 3 | 0.0086287 | 0.020855 | 0.029484 | 2241598.7168
[7 empty] | TEX13 | NTS SP 4 | 0.0093529 | 0.020855 | 0.030208 | 1021236.482
[7 empty] | TEX14 | PE-GUARAREMA (INTERCONEXÃO) |  |  | 0
[7 empty] | TEX15 | PE-REPLAN (INTERCONEXÃO) |  |  | 0.0025628 | 15477733.3736
[7 empty] | TEX16 | PE-TECAB (INTERCONEXÃO) |  |  | 0.0022382
Desconto na(s) Interconexão(ões) |  | 90%
Cálculo da receita arrecada nas interconexões, já considerando o desconto:
| Interconexão | QDC (mil m³@9.400) | Tarifas sem Desconto (R$/MMBTu) | Tarifas com Desconto (R$/MMBTu) | Receita (R$)
| REPLAN - Entrada | 205 | 0.052179 | 0.0052179 | 14563.7623
| PE Guararema | 6000 | 0.048699 | 0.0048699 | 397831.8042
| Cabiunas - Entrada | 200 | 0.051234 | 0.0051234 | 13951.4566
| PR-GASPAJ | 305 | 0.052179 | 0.0052179 | 21668.0366
| REPLAN - Saida | 6824 | 0.025628 | 0.0025628 | 238114.5911
| Cabiunas - Saída | 200 | 0.022382 | 0.0022382 | 6094.6519
692224.3027
|  |  |  | Receita Total | 52406475.3885
|  |  |  | Check | 0
𝑃_(〖𝐸𝑁〗_𝑖= 〖𝐵𝐶〗_(〖𝐸𝑁〗_𝑖 )/(∑▒〖𝐵𝐶〗_𝐸𝑁 ) )
𝑃_(〖𝐸𝑋〗_𝑗= 〖𝐵𝐶〗_(〖𝐸𝑋〗_𝑗 )/(∑▒〖𝐵𝐶〗_𝐸𝑋 ) )
〖𝐴𝐷〗_(〖𝐸𝑁〗_𝑖 )= ∑▒〖𝑃_(〖𝐸𝑋〗_𝑗 ) ∙ 𝐷_(〖𝐸𝑁〗_𝑖 〖𝐸𝑋〗_𝑗 ) 〗
〖𝐴𝐷〗_(〖𝐸𝑋〗_𝑗 )= ∑▒〖𝑃_(〖𝐸𝑁〗_𝑖 ) ∙ 𝐷_(〖𝐸𝑋〗_𝑗 〖𝐸𝑁〗_𝑖 ) 〗
𝑊_(〖𝐸𝑁〗_𝑖 )= (〖𝐵𝐶〗_(〖𝐸𝑁〗_𝑖 )∙ 〖𝐴𝐷〗_(〖𝐸𝑁〗_𝑖 ))/(∑▒〖〖𝐵𝐶〗_(〖𝐸𝑁〗_𝑖 )∙ 〖𝐴𝐷〗_(〖𝐸𝑁〗_𝑖 ) 〗)
𝑊_(〖𝐸𝑋〗_𝑗 )= (〖𝐵𝐶〗_(〖𝐸𝑋〗_𝑖 )∙ 〖𝐴𝐷〗_(〖𝐸𝑋〗_𝑖 ))/(∑▒〖〖𝐵𝐶〗_(〖𝐸𝑋〗_𝑖 )∙ 〖𝐴𝐷〗_(〖𝐸𝑋〗_𝑖 ) 〗)
𝑅_(〖𝐸𝑁〗_𝑖 )= 𝑊_(〖𝐸𝑁〗_𝑖 ) ∙ 𝑅_𝐸𝑁
𝑅_(〖𝐸𝑋〗_𝑗 )= 𝑊_(〖𝐸𝑋〗_𝑗 ) ∙ 𝑅_𝐸𝑋
𝑇_(〖𝐸𝑁〗_𝑖 )= 𝑅_(〖𝐸𝑁〗_𝑖 )/〖𝐵𝐶〗_(〖𝐸𝑁〗_𝑖 )
𝑇_(〖𝐸𝑋〗_𝑖 )= 𝑅_(〖𝐸𝑋〗_𝑗 )/(𝐵𝐶_(〖𝐸𝑋〗_𝑗 ) )

## Tarifa Ponderada GASIG 2029
Code | Entrada | BC [MMBTU] | T | R |  |  |  |  | PR-CARAGUATATUBA | PR-GNLBGB | PR-ITABORAÍ | PR-GASPAJ (INTERCONEXÃO) | PR-REDUC | PR-RPBC | PR-TECAB | PR-GUARAREMA (INTERCONEXÃO) | PR-REPLAN (INTERCONEXÃO) | PR-TECAB (INTERCONEXÃO)
TEN1 | PR-CARAGUATATUBA | 128351389.123 | 0.05855 | 7514919.3727 |  |  |  | MG | 0.089417 | 0.082533 | 0.084051 | 0.036085 |  |  | 0.088475 | 0.035737 | 0.036085 | 0.035991
TEN2 | PR-GNLBGB | 272305906.7 | 0.051666 | 14068899.4624 |  |  |  | RJ | 0.082456 | 0.075572 | 0.077091 | 0.029124 |  |  | 0.081514 | 0.028776 | 0.029124 | 0.02903
TEN3 | PR-ITABORAÍ | 183098491.6651 | 0.053184 | 9737970.5843 |  |  |  | SP | 0.087429 | 0.080546 | 0.082064 | 0.034098 |  |  | 0.086488 | 0.03375 | 0.034098 | 0.034003
TEN4 | PR-GASPAJ (INTERCONEXÃO) | 4152665.0772 | 0.0052179 | 21668.0366 |  |  |  | PE-GUARAREMA (INTERCONEXÃO)
TEN5 | PR-REDUC | 0 | [5 empty] | PE-REPLAN (INTERCONEXÃO) | 0.061112 | 0.054229 | 0.055747 | 0.0077807 |  |  | 0.060171 | 0.0074327 | 0.0077807 | 0.0076863
TEN6 | PR-RPBC | 0 | [5 empty] | PE-TECAB (INTERCONEXÃO) | 0.060788 | 0.053904 | 0.055422 | 0.007456 |  |  | 0.059846 | 0.0071081 | 0.007456 | 0.0073616
TEN7 | PR-TECAB | 85313440.5691 | 0.057608 | 4914728.2929
TEN8 | PR-GUARAREMA (INTERCONEXÃO) | 81691772.01 | 0.0048699 | 397831.8042
TEN9 | PR-REPLAN (INTERCONEXÃO) | 2791135.5437 | 0.0052179 | 14563.7623
TEN10 | PR-TECAB (INTERCONEXÃO) | 2723059.067 | 0.0051234 | 13951.4566
36684532.772
Code | Zonas Saídas | BC [MMBTU] | BC total UF | T | R | R total UF | T UF
TEX1 | NTS MG 1 | 8618481.9471 |  | 0.027521 | 237186.7672
TEX2 | NTS MG 2 | 14949594.2778 |  | 0.029508 | 441133.241
TEX3 | NTS MG 3 | 38830822.2954 |  | 0.031904 | 1238876.4335
TEX4 | NTS MG 4 | 4152665.0772 | 66551563.5975 | 0.033005 | 137059.0642 | 2054255.506 | 0.030867
TEX5 | NTS RJ 1 | 185494783.644 |  | 0.023931 | 4439037.0975
TEX6 | NTS RJ 2 | 114409326.7 |  | 0.023748 | 2717026.8681
TEX7 | NTS RJ 3 | 29586036.763 |  | 0.024342 | 720182.4279
TEX8 | NTS RJ 4 | 3853128.5798 |  | 0.025115 | 96772.8337
TEX9 | NTS RJ 5 | 28809964.9289 | 362153240.6157 | 0.02377 | 684801.1451 | 8657820.3722 | 0.023907
TEX10 | NTS SP 1 | 14296060.1017 |  | 0.027392 | 391593.8165
TEX11 | NTS SP 2 | 40886731.891 |  | 0.027178 | 1111228.4801
TEX12 | NTS SP 3 | 76027809.1506 |  | 0.029484 | 2241598.7168
TEX13 | NTS SP 4 | 33806778.3168 | 165017379.4602 | 0.030208 | 1021236.482 | 4765657.4954 | 0.02888
TEX14 | PE-GUARAREMA (INTERCONEXÃO) | 0 | 0 | 0 | 0 | 0
TEX15 | PE-REPLAN (INTERCONEXÃO) | 92910775.366 | 92910775.366 | 0.0025628 | 238114.5911 | 238114.5911 | 0.0025628
TEX16 | PE-TECAB (INTERCONEXÃO) | 2723059.067 | 2723059.067 | 0.0022382 | 6094.6519 | 6094.6519 | 0.0022382
|  | 689356018.1064 | 689356018.1064 |  | 15721942.6166 | 15721942.6166
Tponderada
| MG | 0.030867
| RJ | 0.023907
| SP | 0.02888
PE-GUARAREMA (INTERCONEXÃO)
| PE-REPLAN (INTERCONEXÃO) | 0.0025628
| PE-TECAB (INTERCONEXÃO) | 0.0022382

## Planilha1 (hidden)
Matriz de distâncias do traçado
| E-RD-6711 | PR-CARAGUA | PR-GASPAJ | PR-GNLBGB | PR-GUARARE | PR-REDUC | PR-REPLAN | PR-RPBC | PE-GD3CEL | PR-GD3CEL | JAPERI | GUAPIMIRIM | GASINF | CABIUNAS | INTERCONEXÃO NTS-TAG (GUARAREMA) | INTERCONEXÃO NTS-TAG (TECAB) | INTERCONEXÃO NTS-TBG (REPLAN) | PR-TECAB | PR-GNLBGB | PR-REDUC | PR-CARAGUATATUBA | PR-RPBC | PR-GUAPIMIRIM | JAPERI | GASINF
PE-BARBACE | 492.714 | 507.581 | 610.736 | 312.416 | 473.401 | 194.414 | 610.736 | 579.564 | 312.416 | 312.416 | 311.618 | 350.838 | 417.416 | 492.714 | 34.18 | -180.298 | -248.898 | -19.313 | 298.32 | 0 | 103.155 | 0 | 141.876 | 181.096 | #REF!
PE-BETIM | 654.144 | 669.011 | 772.166 | 473.846 | 634.831 | 355.844 | 772.166 | 740.994 | 473.846 | 473.846 | 473.048 | 512.268 | 578.846 | 654.144 | 34.18 | -180.298 | -248.898 | -19.313 | 298.32 | 0 | 103.155 | 0 | 141.876 | 181.096 | #REF!
PE-BMANSA2 | 299.708 | 278.769 | 381.924 | 119.41 | 244.589 | 117.11 | 381.924 | 350.752 | 119.41 | 119.41 | 118.612 | 157.832 | 224.41 | 299.708 | 34.18 | -180.298 | -213.092 | -55.119 | 262.514 | 0 | 103.155 | 0 | 141.876 | 181.096 | #REF!
PE-BRAGSP | 599.626 | 217.777 | 83.086 | 419.328 | 183.597 | 421.628 | 83.086 | 289.76 | 419.328 | 419.328 | 425.894 | 457.75 | 524.328 | 599.626 | 34.18 | -180.298 | 385.664 | -416.029 | -336.242 | 0 | -134.691 | 0 | 141.876 | 173.732 | #REF!
PE-BRUMADI | 616.235 | 631.102 | 734.257 | 435.937 | 596.922 | 317.935 | 734.257 | 703.085 | 435.937 | 435.937 | 322.201 | 474.359 | 540.937 | 616.235 | 34.18 | -180.298 | -248.898 | -19.313 | 298.32 | 0 | 103.155 | 0 | 141.876 | 294.034 | #REF!
PE-CACAPAV | 493.045 | 111.196 | 189.667 | 312.747 | 77.016 | 315.047 | 189.667 | 183.179 | 312.747 | 312.747 | 319.313 | 351.169 | 417.747 | 493.045 | 34.18 | -180.298 | 172.502 | -416.029 | -123.08 | 0 | 78.471 | 0 | 141.876 | 173.732 | #REF!
PE-CAPUAVA | 607.578 | 170.526 | 330.962 | 429.358 | 64.279 | 431.658 | 330.962 | 60.748 | 429.358 | 429.358 | 435.924 | 465.702 | 534.358 | 607.578 | 106.247 | -178.22 | 145.74 | -543.299 | -98.396 | 0 | 160.436 | 0 | 141.876 | 171.654 | #REF!
PE-CDACO | 287.02 | 291.457 | 394.612 | 106.722 | 257.277 | 104.422 | 394.612 | 363.44 | 106.722 | 106.722 | 108.688 | 145.144 | 211.722 | 287.02 | 34.18 | -180.298 | -238.468 | -29.743 | 287.89 | 0 | 103.155 | 0 | 141.876 | 178.332 | #REF!
PE-CRUZEIR | 388.234 | 190.243 | 293.398 | 391.794 | 156.063 | 203.272 | 293.398 | 262.226 | 391.794 | 391.794 | 207.538 | 246.358 | 496.794 | 388.234 | 34.18 | 3.56 | -36.04 | -232.171 | -98.396 | 0 | 103.155 | 0 | 141.876 | 180.696 | #REF!
PE-CUBATAO | 651.54 | 212.41 | 372.846 | 471.242 | 106.163 | 473.542 | 372.846 | 0 | 471.242 | 471.242 | 477.808 | 509.664 | 576.242 | 651.54 | #N/A | #N/A | #N/A | #N/A | #N/A | #N/A | #N/A | #N/A | #N/A | #N/A | #N/A
PE-DCAXIAS | 187.886 | 391.671 | 494.826 | 7.588 | 357.491 | 9.888 | 494.826 | 463.654 | 7.588 | 7.588 | 83.81 | 46.01 | 112.588 | 187.886 | 34.18 | -180.298 | -437.816 | 169.605 | 487.238 | 0 | 103.155 | 0 | 141.876 | 104.076 | #REF!
PE-GUAPIMI | 141.876 | 437.681 | 540.836 | 38.422 | 403.501 | 40.722 | 540.836 | 509.664 | 38.422 | 38.422 | 129.82 | 0 | 143.422 | 141.876 | 34.18 | -103.454 | -529.836 | 261.625 | 502.414 | 0 | 103.155 | 0 | 141.876 | 12.056 | #REF!
PE-GUARARE | 545.377 | 106.247 | 266.683 | 365.079 | 0 | 367.379 | 266.683 | 106.163 | 365.079 | 365.079 | 371.645 | 403.501 | 470.079 | 545.377 | #N/A | #N/A | #N/A | #N/A | #N/A | #N/A | #N/A | #N/A | #N/A | #N/A | #N/A
PE-GUARATI | 416.896 | 162.661 | 265.816 | 236.598 | 128.481 | 238.898 | 265.816 | 234.644 | 236.598 | 236.598 | 243.164 | 275.02 | 341.598 | 416.896 | 34.18 | -180.298 | 20.204 | -288.415 | 29.218 | 0 | 103.155 | 0 | 141.876 | 173.732 | #REF!
PE-JACUTIN | 776.478 | 394.629 | 93.766 | 596.18 | 360.449 | 598.48 | 93.766 | 466.612 | 596.18 | 596.18 | 602.746 | 634.602 | 701.18 | 776.478 | 34.18 | -180.298 | 551.836 | -416.029 | -502.414 | 0 | -300.863 | 0 | 141.876 | 173.732 | #REF!
PE-JAPERI | 226.396 | 352.081 | 456.316 | 46.098 | 317.901 | 41.034 | 456.316 | 424.064 | 46.098 | 46.098 | 45.3 | 84.52 | 151.098 | 226.396 | 34.18 | -180.298 | -360.796 | 91.505 | 410.218 | 0 | 104.235 | 0 | 141.876 | 181.096 | #REF!
PE-JAPERI2 | 226.396 | 353.161 | 456.316 | 46.098 | 318.981 | 48.398 | 456.316 | 424.064 | 46.098 | 46.098 | 45.3 | 84.52 | 151.098 | 226.396 | 34.18 | -180.298 | -360.796 | 92.585 | 410.218 | 0 | 103.155 | 0 | 141.876 | 181.096 | #REF!
PE-JDF | 436.532 | 451.399 | 554.554 | 256.234 | 417.219 | 138.232 | 554.554 | 523.382 | 256.234 | 256.234 | 142.498 | 294.656 | 361.234 | 436.532 | 34.18 | -180.298 | -248.898 | -19.313 | 298.32 | 0 | 103.155 | 0 | 141.876 | 294.034 | #REF!
PE-LORENA | 411.905 | 166.572 | 269.727 | 368.123 | 132.392 | 226.943 | 269.727 | 238.555 | 368.123 | 368.123 | 231.209 | 270.029 | 473.123 | 411.905 | 34.18 | -43.782 | 11.302 | -279.513 | -98.396 | 0 | 103.155 | 0 | 141.876 | 180.696 | #REF!
PE-PARACAM | 236.922 | 341.555 | 466.842 | 56.624 | 307.375 | 51.96 | 466.842 | 413.538 | 56.624 | 56.624 | 56.226 | 95.046 | 161.624 | 236.922 | 34.18 | -180.298 | -360.796 | 70.453 | 410.218 | 0 | 125.287 | 0 | 141.876 | 180.696 | #REF!
PE-PINDA2 | 449.869 | 128.608 | 231.763 | 330.159 | 94.428 | 264.907 | 231.763 | 200.591 | 330.159 | 330.159 | 269.173 | 307.993 | 435.159 | 449.869 | 34.18 | -119.71 | 87.23 | -355.441 | -98.396 | 0 | 103.155 | 0 | 141.876 | 180.696 | #REF!
PE-PIRAI | 256.195 | 322.282 | 486.115 | 75.897 | 288.102 | 71.233 | 486.115 | 394.265 | 75.897 | 75.897 | 75.499 | 114.319 | 180.897 | 256.195 | 34.18 | -180.298 | -360.796 | 31.907 | 410.218 | 0 | 163.833 | 0 | 141.876 | 180.696 | #REF!
PE-RECAP2 | 607.578 | 170.526 | 330.962 | 429.358 | 64.279 | 431.658 | 330.962 | 60.748 | 429.358 | 429.358 | 435.924 | 465.702 | 534.358 | 607.578 | 106.247 | -178.22 | 145.74 | -543.299 | -98.396 | 0 | 160.436 | 0 | 141.876 | 171.654 | #REF!
PE-REDUC-H | 182.598 | 401.559 | 504.714 | 2.3 | 359.335 | 0 | 504.714 | 465.498 | 2.3 | 2.3 | 93.698 | 40.722 | 107.3 | 182.598 | 42.224 | -180.298 | -452.992 | 176.742 | 502.414 | 0 | 103.155 | 0 | 141.876 | 88.9 | #REF!
PE-REGAP | 654.144 | 669.011 | 772.166 | 473.846 | 634.831 | 355.844 | 772.166 | 740.994 | 473.846 | 473.846 | 360.11 | 512.268 | 578.846 | 654.144 | 34.18 | -180.298 | -248.898 | -19.313 | 298.32 | 0 | 103.155 | 0 | 141.876 | 294.034 | #REF!
PE-REGAP2 | 654.144 | 669.011 | 772.166 | 473.846 | 634.831 | 355.844 | 772.166 | 740.994 | 473.846 | 473.846 | 360.11 | 512.268 | 578.846 | 654.144 | 34.18 | -180.298 | -248.898 | -19.313 | 298.32 | 0 | 103.155 | 0 | 141.876 | 294.034 | #REF!
PE-REPLAN | 682.712 | 300.863 | 0 | 502.414 | 266.683 | 504.714 | 0 | 372.846 | 502.414 | 502.414 | 508.98 | 540.836 | 607.414 | 682.712 | #N/A | #N/A | #N/A | #N/A | #N/A | #N/A | #N/A | #N/A | #N/A | #N/A | #N/A
PE-RESEND2 | 334.816 | 244.471 | 347.896 | 154.518 | 210.561 | 156.818 | 347.896 | 316.724 | 154.518 | 154.518 | 161.084 | 192.94 | 259.518 | 334.816 | 33.91 | -180.298 | -143.956 | -124.255 | 193.378 | 0 | 103.425 | 0 | 141.876 | 173.732 | #REF!
PE-REVAP2 | 508.217 | 66.925 | 230.603 | 328.999 | 36.08 | 331.299 | 230.603 | 142.243 | 328.999 | 328.999 | 335.565 | 366.341 | 433.999 | 508.217 | 30.845 | -179.218 | 146.738 | -472.137 | -98.396 | 0 | 163.678 | 0 | 141.876 | 172.652 | #REF!
PE-RIOFLOR | 253.459 | 390.278 | 493.433 | 70.861 | 356.098 | 68.161 | 493.433 | 462.261 | 70.861 | 70.861 | 72.427 | 111.583 | 175.861 | 253.459 | 34.18 | -182.598 | -370.85 | 102.639 | 422.572 | 0 | 103.155 | 0 | 141.876 | 181.032 | #REF!
PE-RPBC | 651.54 | 212.41 | 372.846 | 471.242 | 106.163 | 473.542 | 372.846 | 0 | 471.242 | 471.242 | 477.808 | 509.664 | 576.242 | 651.54 | #N/A | #N/A | #N/A | #N/A | #N/A | #N/A | #N/A | #N/A | #N/A | #N/A | #N/A
PE-SAOBRS2 | 566.08 | 580.947 | 684.102 | 385.782 | 546.767 | 267.78 | 684.102 | 652.93 | 385.782 | 385.782 | 272.046 | 424.204 | 490.782 | 566.08 | 34.18 | -180.298 | -248.898 | -19.313 | 298.32 | 0 | 103.155 | 0 | 141.876 | 294.034 | #REF!
PE-SBC2 | 633.537 | 194.407 | 354.843 | 453.239 | 88.16 | 455.539 | 354.843 | 18.003 | 453.239 | 453.239 | 459.805 | 491.661 | 558.239 | 633.537 | 106.247 | -180.298 | 147.818 | -545.377 | -98.396 | 0 | 160.436 | 0 | 141.876 | 173.732 | #REF!
PE-SBCAMPO | 645.501 | 206.371 | 366.807 | 465.203 | 100.124 | 467.503 | 366.807 | 20.485 | 465.203 | 465.203 | 471.769 | 503.625 | 570.203 | 645.501 | 106.247 | -180.298 | 147.818 | -545.377 | -98.396 | 0 | 160.436 | 0 | 141.876 | 173.732 | #REF!
PE-SJC | 508.217 | 66.925 | 230.603 | 328.999 | 36.08 | 331.299 | 230.603 | 142.243 | 328.999 | 328.999 | 335.565 | 366.341 | 433.999 | 508.217 | 30.845 | -179.218 | 146.738 | -472.137 | -98.396 | 0 | 163.678 | 0 | 141.876 | 172.652 | #REF!
PE-SUZANO | 579.226 | 141.176 | 301.612 | 400.008 | 34.929 | 402.308 | 301.612 | 70.236 | 400.008 | 400.008 | 406.574 | 437.35 | 505.008 | 579.226 | 106.247 | -179.218 | 146.738 | -544.297 | -98.396 | 0 | 160.436 | 0 | 141.876 | 172.652 | #REF!
PE-TAUBATE | 479.623 | 98.854 | 202.009 | 300.405 | 64.674 | 302.705 | 202.009 | 170.837 | 300.405 | 300.405 | 306.971 | 337.747 | 405.405 | 479.623 | 34.18 | -179.218 | 146.738 | -414.949 | -98.396 | 0 | 103.155 | 0 | 141.876 | 172.652 | #REF!
PE-TERMOR2 | 182.598 | 401.559 | 504.714 | 2.3 | 359.335 | 0 | 504.714 | 465.498 | 2.3 | 2.3 | 93.698 | 40.722 | 107.3 | 182.598 | 42.224 | -180.298 | -452.992 | 176.737 | 502.414 | 0 | 103.155 | 0 | 141.876 | 88.9 | #REF!
PE-TERMORJ | 182.598 | 401.559 | 504.714 | 2.3 | 359.335 | 0 | 504.714 | 465.498 | 2.3 | 2.3 | 93.698 | 40.722 | 107.3 | 182.598 | 42.224 | -180.298 | -452.992 | 176.737 | 502.414 | 0 | 103.155 | 0 | 141.876 | 88.9 | #REF!
PE-UTEBFLU | 226.396 | 353.161 | 456.316 | 46.098 | 318.981 | 48.398 | 456.316 | 424.064 | 46.098 | 46.098 | 45.3 | 84.52 | 151.098 | 226.396 | 34.18 | -180.298 | -360.796 | 92.585 | 410.218 | 0 | 103.155 | 0 | 141.876 | 181.096 | #REF!
PE-UTECUBA | 649.062 | 209.932 | 370.368 | 468.764 | 103.685 | 471.064 | 370.368 | 2.478 | 468.764 | 468.764 | 475.33 | 507.186 | 573.764 | 649.062 | #N/A | #N/A | #N/A | #N/A | #N/A | #N/A | #N/A | #N/A | #N/A | #N/A | #N/A
PE-UTEIBIR | 654.144 | 669.011 | 772.166 | 473.846 | 634.831 | 355.844 | 772.166 | 740.994 | 473.846 | 473.846 | 360.11 | 512.268 | 578.846 | 654.144 | 34.18 | -180.298 | -248.898 | -19.313 | 298.32 | 0 | 103.155 | 0 | 141.876 | 294.034 | #REF!
PE-UTEJDF | 427.934 | 442.801 | 545.956 | 247.636 | 408.621 | 129.634 | 545.956 | 514.784 | 247.636 | 247.636 | 133.9 | 286.058 | 352.636 | 427.934 | 34.18 | -180.298 | -248.898 | -19.313 | 298.32 | 0 | 103.155 | 0 | 141.876 | 294.034 | #REF!
PE-UTEMM | 13.329 | 566.228 | 669.383 | 166.969 | 532.048 | 166.969 | 669.383 | 638.211 | 166.969 | 166.969 | 258.367 | 128.547 | 271.969 | 13.329 | 34.18 | 153.64 | -529.836 | 518.719 | 502.414 | 0 | 103.155 | 0 | -115.218 | -245.038 | #REF!
PE-UTENF | 13.329 | 566.228 | 669.383 | 166.969 | 532.048 | 166.969 | 669.383 | 638.211 | 166.969 | 166.969 | 258.367 | 128.547 | 271.969 | 13.329 | 34.18 | 153.64 | -529.836 | 518.719 | 502.414 | 0 | 103.155 | 0 | -115.218 | -245.038 | #REF!
PE-VREDOND | 285.332 | 304.055 | 515.252 | 105.034 | 269.875 | 105.034 | 515.252 | 376.038 | 105.034 | 105.034 | 109.3 | 143.456 | 210.034 | 285.332 | 34.18 | -180.298 | -360.796 | -15.457 | 410.218 | 0 | 211.197 | 0 | 141.876 | 176.032 | #REF!
R-RD-6711 | 0 | 579.557 | 682.712 | 180.298 | 545.377 | 180.298 | 682.712 | 651.54 | 180.298 | 180.298 | 271.696 | 141.876 | 285.298 | 0 | #N/A | #N/A | #N/A | #N/A | #N/A | #N/A | #N/A | #N/A | #N/A | #N/A | #N/A
#N/A
#N/A
#N/A
#N/A
#N/A
#N/A
#N/A
#N/A
#N/A
#N/A
#N/A
#N/A
#N/A
#N/A
#N/A
#N/A
#N/A
#N/A
#N/A
#N/A
#N/A
#N/A

## CWD 2029 Legados (sem desc.)
| Cálculo da Tarifa de Entrada-Saída (Postal) |  |  |  |  | Ano Referência
|  |  | Sem aplicação da Conta Regulatória |  |  | 2025
| Receita Total | Rtotal | 7216.062 | Milhões de Reais
70% | Receita Alocada para Entrada | Ren | 5051.2434 | Milhões de Reais/ano
| Total da Reserva de Capacidade de Entrada Anual | BC∑En | 25263840 | Mil de m3 | 942396281.9074 | MMBTU
| Tarifa de Entrada Postal | Ten | 0.19994 | R$/m3 | 5.36 | R$/MMBtu
30% | Receita Alocada para Saída | Rex | 2164.8186 | Milhões de Reais/ano
| Total da Reserva de Capacidade de Saída Anual | BC∑Ex | 21312715 | Mil de m3 | 795010709.906 | MMBTU
| Tarifa de Saída Postal | Tex | 0.10157 | R$/m3 | 2.723 | R$/MMBtu
| Proporção Postal: | 80%
Step 1 | Define technical capacity at each entry and exit point; define forecasted booked capacity at each entry and exit point; [define (ex ante) the share of revenue to be collected from entry points and the share of revenue to be collected from exit points].
Variable | Description
CENi | Capacity at entry entry point i
CEXj | Capacity at exit entry point j
BCENi | Forecasted Booked Capacity at entry point i | [5 empty] | 37.3022
BCEXj | Forecasted Booked Capacity at exit point j | [5 empty] | 0.037302
|  | 2025 |  |  |  | 2025
|  | [Base diária] |  |  |  | [Base anual]
Code | Entrada | CENi [mil m³@9.400] | BCENi [mil m³@9.400] |  |  | CENi [MMBTU] | BCENi [MMBTU]
EN 01 | PR-CARAGUATATUBA | 20000 | 14178 |  |  | 272305906.7 | 193037657.2596
EN 02 | PR-GNLBGB | 20000 | 20000 |  |  | 272305906.7 | 272305906.7
EN 03 | PR-ITABORAÍ | 18200 | 13448 |  |  | 247798375.097 | 183098491.6651
EN 04 | PR-GASPAJ (INTERCONEXÃO) | 1250 | 335 |  |  | 17019119.1687 | 4561123.9372
EN 05 | PR-REDUC | 5000 | 0 |  |  | 68076476.675 | 0
EN 06 | PR-RPBC | 2200 | 0 |  |  | 29953649.737 | 0
EN 07 | PR-TECAB | 25160 | 14855 |  |  | 342560830.6286 | 202255212.2014
EN 08 | PR-GUARAREMA (INTERCONEXÃO) | 0 | 6000 |  |  | 0 | 81691772.01
EN 09 | PR-REPLAN (INTERCONEXÃO) | 0 | 200 |  |  | 0 | 2723059.067
EN 10 | PR-TECAB (INTERCONEXÃO) | 0 | 200 |  |  | 0 | 2723059.067
|  | 91810 | 69216 |  |  | 1250020264.7063 | 942396281.9074
|  | 2025 |  |  |  | 2025
|  | [Base diária] |  |  |  | [Base anual]
Code | Zonas Saídas | CEXi [mil m³@9.400] | BCEXi [ml m³@9.400] |  |  | CEXi [MMBTU] | BCEXi [MMBTU]
EX1 | NTS MG 1 | 864.5 | 607 |  |  | 11770422.8171 | 8264484.2683
EX2 | NTS MG 2 | 1825.9 | 1678 |  |  | 24860167.7522 | 22846465.5721
EX3 | NTS MG 3 | 3040.95 | 2737 |  |  | 41403432.349 | 37265063.3319
EX4 | NTS MG 4 | 1187.5 | 335 |  |  | 16168163.2103 | 4561123.9372
EX5 | NTS RJ 1 | 21185 | 17793 |  |  | 288440031.672 | 242256949.8957
EX6 | NTS RJ 2 | 11271.75 | 8406 |  |  | 153468205.1923 | 114450172.586
EX7 | NTS RJ 3 | 3249 | 1714 |  |  | 44236094.5434 | 23336616.2042
EX8 | NTS RJ 4 | 498.75 | 323 |  |  | 6790628.5483 | 4397740.3932
EX9 | NTS RJ 5 | 3321.2 | 2128 |  |  | 45219118.8666 | 28973348.4729
EX10 | NTS SP 1 | 14292.75 | 1237 |  |  | 194600012.3993 | 16842120.3294
EX11 | NTS SP 2 | 3971 | 2972 |  |  | 54066337.7753 | 40464657.7356
EX12 | NTS SP 3 | 9941.75 | 7969 |  |  | 135359862.3967 | 108500288.5246
EX13 | NTS SP 4 | 3809.5 | 3281 |  |  | 51867467.5787 | 44671783.9941
EX14 | PE-GUARAREMA (INTERCONEXÃO) | 0 | 0 |  |  | 0 | 0
EX15 | PE-REPLAN (INTERCONEXÃO) | 0 | 7011 |  |  | 0 | 95456835.5937
EX16 | PE-TECAB (INTERCONEXÃO) | 0 | 200 |  |  | 0 | 2723059.067
|  | 78459.55 | 58391 |  |  | 1068249945.1012 | 795010709.906
Step 2 | Calculate distance between each entry point and each exit point in the system
Variable | Description
[DENiEXj] | Matrix of the distances from entrry i to exit j
|  | EN 01 | EN 02 | EN 03 | EN 04 | EN 05 | EN 06 | EN 07 | EN 08 | EN 09 | EN 10
|  | PR-CARAGUA-TATUBA | PR-GNLBGB | PR-ITABORAÍ | PR-GASPAJ | PR-REDUC | PR-RPBC | PR-TECAB | PR-GUARAREMA (INTERCONEXÃO) | PR-REPLAN (INTERCONEXÃO) | PR-TECAB (INTERCONEXÃO)
EX1 | NTS MG 1 | 447.1 | 251.935 | 301.357 | 550.255 | 133.933 | 519.083 | 432.233 | 412.92 | 550.255 | 432.233
EX2 | NTS MG 2 | 544.264 | 349.099 | 398.521 | 647.419 | 231.097 | 616.247 | 529.397 | 510.084 | 647.419 | 529.397
EX3 | NTS MG 3 | 661.4292 | 466.2642 | 515.6862 | 764.5842 | 348.2622 | 733.4122 | 646.5622 | 627.2492 | 764.5842 | 646.5622
EX4 | NTS MG 4 | 394.629 | 596.18 | 645.602 | 93.766 | 598.48 | 466.612 | 776.478 | 360.449 | 93.766 | 776.478
EX5 | NTS RJ 1 | 460.821 | 64.0913 | 75.0913 | 563.976 | 64.0913 | 530.1227 | 120.2693 | 423.9597 | 563.976 | 120.2693
EX6 | NTS RJ 2 | 352.801 | 46.098 | 95.52 | 456.316 | 45.9433 | 424.064 | 226.396 | 318.621 | 456.316 | 226.396
EX7 | NTS RJ 3 | 307.6236 | 92.7374 | 142.1594 | 448.949 | 89.9518 | 379.6066 | 273.0354 | 273.4436 | 448.949 | 273.0354
EX8 | NTS RJ 4 | 244.471 | 154.518 | 203.94 | 347.896 | 156.818 | 316.724 | 334.816 | 210.561 | 347.896 | 334.816
EX9 | NTS RJ 5 | 395.9185 | 36.5805 | 87.1525 | 499.0735 | 34.0805 | 463.8795 | 218.0285 | 357.719 | 499.0735 | 218.0285
EX10 | NTS SP 1 | 162.8428 | 343.1248 | 329.0532 | 222.2428 | 278.4492 | 234.8258 | 459.9292 | 128.6628 | 222.2428 | 459.9292
EX11 | NTS SP 2 | 77.568 | 319.4677 | 367.8097 | 221.0717 | 321.7677 | 151.7743 | 498.6857 | 45.6113 | 221.0717 | 498.6857
EX12 | NTS SP 3 | 176.6012 | 435.4332 | 483.808 | 337.0372 | 437.7332 | 46.044 | 614.684 | 70.3542 | 337.0372 | 614.684
EX13 | NTS SP 4 | 211.584 | 470.416 | 519.838 | 372.02 | 472.716 | 0.826 | 650.714 | 105.337 | 372.02 | 650.714
EX14 | PE-GUARAREMA (INTERCONEXÃO) | 106.247 | 365.079 | 414.501 | 266.683 | 367.379 | 106.163 | 545.377 | 0 | 266.683 | 545.377
EX15 | PE-REPLAN (INTERCONEXÃO) | 300.863 | 502.414 | 551.836 | 0 | 504.714 | 372.846 | 682.712 | 266.683 | 0 | 682.712
EX16 | PE-TECAB (INTERCONEXÃO) | 579.557 | 180.298 | 152.876 | 682.712 | 180.298 | 651.54 | 0 | 545.377 | 682.712 | 0
Step 3 | Calculate the proportion of forecasted booked entry (respectively exit) capacity at each point relative to the total forecasted booked entry (respectively exit) capacity;
Variable | Description
PENi | Proportion factor of entry point i
PEX j | Proportion factor of exit zone j
Formula:
[PENi] | Value |  | [PEXj] | Value |  | [PENi] | PEN1 | PEN2 | PEN3 | PEN4 | PEN5 | PEN6 | PEN7 | PEN8 | PEN9 | PEN10
PEN1 | 0.20484 |  | PEX1 | 0.010395 |  | Value | 0.20484 | 0.28895 | 0.19429 | 0.0048399 | 0 | 0 | 0.21462 | 0.086685 | 0.0028895 | 0.0028895 | 1
PEN2 | 0.28895 |  | PEX2 | 0.028737
PEN3 | 0.19429 |  | PEX3 | 0.046874
PEN4 | 0.0048399 |  | PEX4 | 0.0057372
PEN5 | 0 |  | PEX5 | 0.30472
PEN6 | 0 |  | PEX6 | 0.14396
PEN7 | 0.21462 |  | PEX7 | 0.029354
PEN8 | 0.086685 |  | PEX8 | 0.0055317
PEN9 | 0.0028895 |  | PEX9 | 0.036444
PEN10 | 0.0028895 |  | PEX10 | 0.021185
| 1 |  | PEX11 | 0.050898
|  |  | PEX12 | 0.13648
|  |  | PEX13 | 0.05619
|  |  | PEX14 | 0
|  |  | PEX15 | 0.12007
|  |  | PEX16 | 0.0034252
1
Step 4 | For each entry point (respectively exit point) , calculate capacity-weighted average distance to all exit points (respectively entry points); average distance is weighted by forecasted booked capacity
Variable | Description
ADENi | Capacity weighted average distance from entry i
ADEXj | Capacity weighted average distance from entry j
Formula:
[ADENi] | Value |  | [ADEXi] | Value
ADEN1 | 351.0772 |  | ADEX1 | 356.9913
ADEN2 | 239.3343 |  | ADEX2 | 454.1553
ADEN3 | 275.284 |  | ADEX3 | 571.3205
ADEN4 | 416.7405 |  | ADEX4 | 579.3955
ADEN5 | 228.4824 |  | ADEX5 | 194.7717
ADEN6 | 378.5783 |  | ADEX6 | 184.535
ADEN7 | 379.0741 |  | ADEX7 | 203.9903
ADEN8 | 302.1634 |  | ADEX8 | 228.1149
ADEN9 | 416.7405 |  | ADEX9 | 190.8909
ADEN10 | 379.0741 |  | ADEX10 | 309.3432
|  |  | ADEX11 | 293.7915
|  |  | ADEX12 | 398.3945
|  |  | ADEX13 | 433.8085
|  |  | ADEX14 | 328.4715
|  |  | ADEX15 | 485.6295
|  |  | ADEX16 | 253.0673
Step 5 | Determine the weight of each entry point (respectively exit point) as the ratio between the product of its forecasted booked capacity with its average distance and the sums of such products for all entry points (respectively exit point)
Variable | Description
WENi | Is the weight of entry point i
WEXj | Is the weight of exit point j
Formula:
[WENi] | Value |  | [WEXi] | Value
WEN1 | 0.23469 |  | WEX1 | 0.012111
WEN2 | 0.22569 |  | WEX2 | 0.042592
WEN3 | 0.17455 |  | WEX3 | 0.087396
WEN4 | 0.0065824 |  | WEX4 | 0.010848
WEN5 | 0 |  | WEX5 | 0.19369
WEN6 | 0 |  | WEX6 | 0.086697
WEN7 | 0.26551 |  | WEX7 | 0.019541
WEN8 | 0.085481 |  | WEX8 | 0.0041181
WEN9 | 0.0039298 |  | WEX9 | 0.022704
WEN10 | 0.0035746 |  | WEX10 | 0.021387
| 1 |  | WEX11 | 0.048801
|  |  | WEX12 | 0.17744
|  |  | WEX13 | 0.07955
|  |  | WEX14 | 0
|  |  | WEX15 | 0.19029
|  |  | WEX16 | 0.0028288
1
Step 6 | Allocate entry cost (respectively exit costs) by multiplying the total revenue to be collected from entry points by the weight of each entry point (respectively exit point)
Variable | Description
RENi | Is the revenue to be collected from entry point i
REXj | Is the revenue to be collected from exit point j
Formula:
[WENi] | Value |  | [WEXi] | Value
REN1 | 1185.4743 |  | REX1 | 26.2183
REN2 | 1140.0121 |  | REX2 | 92.205
REN3 | 881.6845 |  | REX3 | 189.1964
REN4 | 33.2495 |  | REX4 | 23.4843
REN5 | 0 |  | REX5 | 419.3081
REN6 | 0 |  | REX6 | 187.6836
REN7 | 1341.1312 |  | REX7 | 42.3037
REN8 | 431.7851 |  | REX8 | 8.9149
REN9 | 19.8504 |  | REX9 | 49.1491
REN10 | 18.0563 |  | REX10 | 46.2987
| 5051.2434 |  | REX11 | 105.6444
|  |  | REX12 | 384.1276
|  |  | REX13 | 172.2117
|  |  | REX14 | 0
|  |  | REX15 | 411.9489
|  |  | REX16 | 6.1238
2164.8186
Step 7 | Determine tariffs by dividing revenue to be collected from a point by its forecasted booked capacity
Variable | Description
TENi | Is the tariff at entry point i
TEXj | Is the tariff at exit point j
Formula:
[TENi] | Ponto de Entrada | [TENi CWD] |  |  |  |  | PEN1: [TEXj]; PEN2: Zona de Saída; PEN3: [TEXj CWD]
TEN1 | PR-CARAGUATATUBA | 6.1412 |  |  |  |  | PEN1: TEX1; PEN2: NTS MG 1; PEN3: 3.1724
TEN2 | PR-GNLBGB | 4.1865 |  |  |  |  | PEN1: TEX2; PEN2: NTS MG 2; PEN3: 4.0359
TEN3 | PR-ITABORAÍ | 4.8154 |  |  |  |  | PEN1: TEX3; PEN2: NTS MG 3; PEN3: 5.077
TEN4 | PR-GASPAJ (INTERCONEXÃO) | 7.2898 |  |  |  |  | PEN1: TEX4; PEN2: NTS MG 4; PEN3: 5.1488
TEN5 | PR-REDUC | [5 empty] | PEN1: TEX5; PEN2: NTS RJ 1; PEN3: 1.7308
TEN6 | PR-RPBC | [5 empty] | PEN1: TEX6; PEN2: NTS RJ 2; PEN3: 1.6399
TEN7 | PR-TECAB | 6.6309 |  |  |  |  | PEN1: TEX7; PEN2: NTS RJ 3; PEN3: 1.8128
TEN8 | PR-GUARAREMA (INTERCONEXÃO) | 5.2855 |  |  |  |  | PEN1: TEX8; PEN2: NTS RJ 4; PEN3: 2.0271
TEN9 | PR-REPLAN (INTERCONEXÃO) | 7.2898 |  |  |  |  | PEN1: TEX9; PEN2: NTS RJ 5; PEN3: 1.6964
TEN10 | PR-TECAB (INTERCONEXÃO) | 6.6309 |  |  |  |  | PEN1: TEX10; PEN2: NTS SP 1; PEN3: 2.749
[7 empty] | TEX11 | NTS SP 2 | 2.6108
[7 empty] | TEX12 | NTS SP 3 | 3.5403
[7 empty] | TEX13 | NTS SP 4 | 3.855
[7 empty] | TEX14 | PE-GUARAREMA (INTERCONEXÃO)
[7 empty] | TEX15 | PE-REPLAN (INTERCONEXÃO) | 4.3156
[7 empty] | TEX16 | PE-TECAB (INTERCONEXÃO) | 2.2489
[TENi] | Ponto de Entrada | [TENi CWD] | [TEN postal] | [TEN] |  |  | PEN1: [TEXj]; PEN2: Zona de Saída; PEN3: [TEXj CWD]; PEN4: [TEX postal]; PEN5: [TEX]
TEN1 | PR-CARAGUATATUBA | 1.2282 | 4.288 | 5.5162 |  |  | PEN1: TEX1; PEN2: NTS MG 1; PEN3: 0.63448; PEN4: 2.1784; PEN5: 2.8129
TEN2 | PR-GNLBGB | 0.8373 | 4.288 | 5.1253 |  |  | PEN1: TEX2; PEN2: NTS MG 2; PEN3: 0.80717; PEN4: 2.1784; PEN5: 2.9856
TEN3 | PR-ITABORAÍ | 0.96307 | 4.288 | 5.2511 |  |  | PEN1: TEX3; PEN2: NTS MG 3; PEN3: 1.0154; PEN4: 2.1784; PEN5: 3.1938
TEN4 | PR-GASPAJ (INTERCONEXÃO) | 1.458 | 4.288 | 5.746 |  |  | PEN1: TEX4; PEN2: NTS MG 4; PEN3: 1.0298; PEN4: 2.1784; PEN5: 3.2082
TEN5 | PR-REDUC | [5 empty] | PEN1: TEX5; PEN2: NTS RJ 1; PEN3: 0.34617; PEN4: 2.1784; PEN5: 2.5246
TEN6 | PR-RPBC | [5 empty] | PEN1: TEX6; PEN2: NTS RJ 2; PEN3: 0.32797; PEN4: 2.1784; PEN5: 2.5064
TEN7 | PR-TECAB | 1.3262 | 4.288 | 5.6142 |  |  | PEN1: TEX7; PEN2: NTS RJ 3; PEN3: 0.36255; PEN4: 2.1784; PEN5: 2.541
TEN8 | PR-GUARAREMA (INTERCONEXÃO) | 1.0571 | 4.288 | 5.3451 |  |  | PEN1: TEX8; PEN2: NTS RJ 4; PEN3: 0.40543; PEN4: 2.1784; PEN5: 2.5838
TEN9 | PR-REPLAN (INTERCONEXÃO) | 1.458 | 4.288 | 5.746 |  |  | PEN1: TEX9; PEN2: NTS RJ 5; PEN3: 0.33927; PEN4: 2.1784; PEN5: 2.5177
TEN10 | PR-TECAB (INTERCONEXÃO) | 1.3262 | 4.288 | 5.6142 |  |  | PEN1: TEX10; PEN2: NTS SP 1; PEN3: 0.5498; PEN4: 2.1784; PEN5: 2.7282
[7 empty] | TEX11 | NTS SP 2 | 0.52216 | 2.1784 | 2.7006
[7 empty] | TEX12 | NTS SP 3 | 0.70807 | 2.1784 | 2.8865
[7 empty] | TEX13 | NTS SP 4 | 0.77101 | 2.1784 | 2.9494
[7 empty] | TEX14 | PE-GUARAREMA (INTERCONEXÃO)
[7 empty] | TEX15 | PE-REPLAN (INTERCONEXÃO) | 0.86311 | 2.1784 | 3.0415
[7 empty] | TEX16 | PE-TECAB (INTERCONEXÃO) | 0.44978 | 2.1784 | 2.6282
Desconto na(s) Interconexão(ões) |  | 90%
Cálculo da receita arrecada nas interconexões, já considerando o desconto: | [6 empty] | PEN4: 0
| Interconexão | QDC (mil m³@9.400) | Tarifas sem Desconto (R$/MMBTu) | Tarifas com Desconto (R$/MMBTu) | Receita (R$)
| REPLAN - Entrada | 200 | 5.746 | 0.5746 | 1564656.4845
| PE Guararema | 6000 | 5.3451 | 0.53451 | 43665128.8605
| Cabiunas - Entrada | 200 | 5.6142 | 0.56142 | 1528773.4387
| PR-GASPAJ | 335 | 5.746 | 0.5746 | 2620799.6116
| REPLAN - Saida | 7011 | 3.0415 | 0.30415 | 29033338.3316
| Cabiunas - Saída | 200 | 2.6282 | 0.26282 | 715669.3658
79128366.0928
𝑃_(〖𝐸𝑁〗_𝑖= (𝐵𝐶_(〖𝐸𝑁〗_𝑖 ))/(∑▒〖𝐵𝐶〗_𝐸𝑁 ) )
𝑃_(〖𝐸𝑋〗_𝑗= 〖𝐵𝐶〗_(〖𝐸𝑋〗_𝑗 )/(∑▒〖𝐵𝐶〗_𝐸𝑋 ) )
〖𝐴𝐷〗_(〖𝐸𝑁〗_𝑖 )= ∑▒〖𝑃_(〖𝐸𝑋〗_𝑗 ) ∙ 𝐷_(〖𝐸𝑁〗_𝑖 〖𝐸𝑋〗_𝑗 ) 〗
〖𝐴𝐷〗_(〖𝐸𝑋〗_𝑗 )= ∑▒〖𝑃_(〖𝐸𝑁〗_𝑖 ) ∙ 𝐷_(〖𝐸𝑋〗_𝑗 〖𝐸𝑁〗_𝑖 ) 〗
𝑊_(〖𝐸𝑁〗_𝑖 )= (𝐵𝐶_(〖𝐸𝑁〗_𝑖 )∙ 〖𝐴𝐷〗_(〖𝐸𝑁〗_𝑖 ))/(∑▒〖〖𝐵𝐶〗_(〖𝐸𝑁〗_𝑖 )∙ 〖𝐴𝐷〗_(〖𝐸𝑁〗_𝑖 ) 〗)
𝑊_(〖𝐸𝑋〗_𝑗 )= (〖𝐵𝐶〗_(〖𝐸𝑋〗_𝑖 )∙ 〖𝐴𝐷〗_(〖𝐸𝑋〗_𝑖 ))/(∑▒〖〖𝐵𝐶〗_(〖𝐸𝑋〗_𝑖 )∙ 〖𝐴𝐷〗_(〖𝐸𝑋〗_𝑖 ) 〗)
𝑅_(〖𝐸𝑁〗_𝑖 )= 𝑊_(〖𝐸𝑁〗_𝑖 ) ∙ 𝑅_𝐸𝑁
𝑅_(〖𝐸𝑋〗_𝑗 )= 𝑊_(〖𝐸𝑋〗_𝑗 ) ∙ 𝑅_𝐸𝑋
𝑇_(〖𝐸𝑁〗_𝑖 )= 𝑅_(〖𝐸𝑁〗_𝑖 )/(𝐵𝐶_(〖𝐸𝑁〗_𝑖 ) )
𝑇_(〖𝐸𝑋〗_𝑖 )= 𝑅_(〖𝐸𝑋〗_𝑗 )/〖𝐵𝐶〗_(〖𝐸𝑋〗_𝑗 )

## CWD 2029 Legado (com desc.)
| Cálculo da Tarifa de Entrada-Saída (Postal) |  |  |  |  | Ano Referência
|  |  | Sem aplicação da Conta Regulatória |  |  | 2025
| Receita Total | Rtotal | 7216.062 | Milhões de Reais
| Receita para cálculo do desconto na interconexão |  | 7136.9336 | Milhões de Reais | Subtraida a receita a ser arrecadada nas interconexões já considerando o desconto para redistribuição dessa "Receita descontada" entre os outros pontos da Rede NTS
70% | Receita Alocada para Entrada | Ren | 5001.864 | Milhões de Reais/ano | Receita na entrada já descontada da receita calculada para as interconexões de entrada na aba "CWD NTS (sem desconto)"
| Total da Reserva de Capacidade de Entrada Anual | BC∑En | 22805565 | Mil de m3 | 850697267.8261 | MMBTU
| Tarifa de Entrada Postal | Ten | 0.21933 | R$/m3 | 5.8797 | R$/MMBtu
30% | Receita Alocada para Saída | Rex | 2135.0696 | Milhões de Reais/ano | Receita na saída já descontada da receita calculada para as interconexões de saída na aba "CWD NTS (sem desconto)"
| Total da Reserva de Capacidade de Saída Anual | BC∑Ex | 18680700 | Mil de m3 | 696830815.2453 | MMBTU
| Tarifa de Saída Postal | Tex | 0.11429 | R$/m3 | 3.064 | R$/MMBtu
| Proporção Postal: | 80%
Step 1 | Define technical capacity at each entry and exit point; define forecasted booked capacity at each entry and exit point; [define (ex ante) the share of revenue to be collected from entry points and the share of revenue to be collected from exit points].
Variable | Description
CENi | Capacity at entry entry point i
CEXj | Capacity at exit entry point j
BCENi | Forecasted Booked Capacity at entry point i | [5 empty] | 37.3022
BCEXj | Forecasted Booked Capacity at exit point j | [5 empty] | 0.037302
|  | 2025 |  |  |  | 2025
|  | [Base diária] |  |  |  | [Base anual]
Code | Entrada | CENi [mil m³@9.400] | BCENi [mil m³@9.400] |  |  | CENi [MMBTU] | BCENi [MMBTU]
EN 01 | PR-CARAGUATATUBA | 20000 | 14178 |  |  | 272305906.7 | 193037657.2596
EN 02 | PR-GNLBGB | 20000 | 20000 |  |  | 272305906.7 | 272305906.7
EN 03 | PR-ITABORAÍ | 18200 | 13448 |  |  | 247798375.097 | 183098491.6651
EN 04 | PR-GASPAJ (INTERCONEXÃO) |  |  | Remoção da capacidade nas interconexões |  | 0 | 0
EN 05 | PR-REDUC | 5000 | 0 |  |  | 68076476.675 | 0
EN 06 | PR-RPBC | 2200 | 0 |  |  | 29953649.737 | 0
EN 07 | PR-TECAB | 25160 | 14855 |  |  | 342560830.6286 | 202255212.2014
EN 08 | PR-GUARAREMA (INTERCONEXÃO) |  |  | Remoção da capacidade nas interconexões |  | 0 | 0
EN 09 | PR-REPLAN (INTERCONEXÃO) |  |  | Remoção da capacidade nas interconexões |  | 0 | 0
EN 10 | PR-TECAB (INTERCONEXÃO) |  |  | Remoção da capacidade nas interconexões |  | 0 | 0
|  | 90560 | 62481 |  |  | 1233001145.5376 | 850697267.8261
|  | 2025 |  |  |  | 2025
|  | [Base diária] |  |  |  | [Base anual]
Code | Zonas Saídas | CEXi [mil m³@9.400] | BCEXi [ml m³@9.400] |  |  | CEXi [MMBTU] | BCEXi [MMBTU]
EX1 | NTS MG 1 | 864.5 | 607 |  |  | 11770422.8171 | 8264484.2683
EX2 | NTS MG 2 | 1825.9 | 1678 |  |  | 24860167.7522 | 22846465.5721
EX3 | NTS MG 3 | 3040.95 | 2737 |  |  | 41403432.349 | 37265063.3319
EX4 | NTS MG 4 | 1187.5 | 335 |  |  | 16168163.2103 | 4561123.9372
EX5 | NTS RJ 1 | 21185 | 17793 |  |  | 288440031.672 | 242256949.8957
EX6 | NTS RJ 2 | 11271.75 | 8406 |  |  | 153468205.1923 | 114450172.586
EX7 | NTS RJ 3 | 3249 | 1714 |  |  | 44236094.5434 | 23336616.2042
EX8 | NTS RJ 4 | 498.75 | 323 |  |  | 6790628.5483 | 4397740.3932
EX9 | NTS RJ 5 | 3321.2 | 2128 |  |  | 45219118.8666 | 28973348.4729
EX10 | NTS SP 1 | 14292.75 | 1237 |  |  | 194600012.3993 | 16842120.3294
EX11 | NTS SP 2 | 3971 | 2972 |  |  | 54066337.7753 | 40464657.7356
EX12 | NTS SP 3 | 9941.75 | 7969 |  |  | 135359862.3967 | 108500288.5246
EX13 | NTS SP 4 | 3809.5 | 3281 |  |  | 51867467.5787 | 44671783.9941
EX14 | PE-GUARAREMA (INTERCONEXÃO) |  |  | Remoção da capacidade nas interconexões |  | 0 | 0
EX15 | PE-REPLAN (INTERCONEXÃO) |  |  | Remoção da capacidade nas interconexões |  | 0 | 0
EX16 | PE-TECAB (INTERCONEXÃO) |  |  | Remoção da capacidade nas interconexões |  | 0 | 0
|  | 78459.55 | 51180 |  |  | 1068249945.1012 | 696830815.2453
Step 2 | Calculate distance between each entry point and each exit point in the system
Variable | Description
[DENiEXj] | Matrix of the distances from entrry i to exit j
|  | EN 01 | EN 02 | EN 03 | EN 04 | EN 05 | EN 06 | EN 07 | EN 08 | EN 09 | EN 10
|  | PR-CARAGUA-TATUBA | PR-GNLBGB | PR-ITABORAÍ | PR-GASPAJ | PR-REDUC | PR-RPBC | PR-TECAB | PR-GUARAREMA (INTERCONEXÃO) | PR-REPLAN (INTERCONEXÃO) | PR-TECAB (INTERCONEXÃO)
EX1 | NTS MG 1 | 447.1 | 251.935 | 301.357 | 550.255 | 133.933 | 519.083 | 432.233 | 412.92 | 550.255 | 432.233
EX2 | NTS MG 2 | 544.264 | 349.099 | 398.521 | 647.419 | 231.097 | 616.247 | 529.397 | 510.084 | 647.419 | 529.397
EX3 | NTS MG 3 | 661.4292 | 466.2642 | 515.6862 | 764.5842 | 348.2622 | 733.4122 | 646.5622 | 627.2492 | 764.5842 | 646.5622
EX4 | NTS MG 4 | 394.629 | 596.18 | 645.602 | 93.766 | 598.48 | 466.612 | 776.478 | 360.449 | 93.766 | 776.478
EX5 | NTS RJ 1 | 460.821 | 64.0913 | 75.0913 | 563.976 | 64.0913 | 530.1227 | 120.2693 | 423.9597 | 563.976 | 120.2693
EX6 | NTS RJ 2 | 352.801 | 46.098 | 95.52 | 456.316 | 45.9433 | 424.064 | 226.396 | 318.621 | 456.316 | 226.396
EX7 | NTS RJ 3 | 307.6236 | 92.7374 | 142.1594 | 448.949 | 89.9518 | 379.6066 | 273.0354 | 273.4436 | 448.949 | 273.0354
EX8 | NTS RJ 4 | 244.471 | 154.518 | 203.94 | 347.896 | 156.818 | 316.724 | 334.816 | 210.561 | 347.896 | 334.816
EX9 | NTS RJ 5 | 395.9185 | 36.5805 | 87.1525 | 499.0735 | 34.0805 | 463.8795 | 218.0285 | 357.719 | 499.0735 | 218.0285
EX10 | NTS SP 1 | 162.8428 | 343.1248 | 329.0532 | 222.2428 | 278.4492 | 234.8258 | 459.9292 | 128.6628 | 222.2428 | 459.9292
EX11 | NTS SP 2 | 77.568 | 319.4677 | 367.8097 | 221.0717 | 321.7677 | 151.7743 | 498.6857 | 45.6113 | 221.0717 | 498.6857
EX12 | NTS SP 3 | 176.6012 | 435.4332 | 483.808 | 337.0372 | 437.7332 | 46.044 | 614.684 | 70.3542 | 337.0372 | 614.684
EX13 | NTS SP 4 | 211.584 | 470.416 | 519.838 | 372.02 | 472.716 | 0.826 | 650.714 | 105.337 | 372.02 | 650.714
EX14 | PE-GUARAREMA (INTERCONEXÃO) | 106.247 | 365.079 | 414.501 | 266.683 | 367.379 | 106.163 | 545.377 | 0 | 266.683 | 545.377
EX15 | PE-REPLAN (INTERCONEXÃO) | 300.863 | 502.414 | 551.836 | 0 | 504.714 | 372.846 | 682.712 | 266.683 | 0 | 682.712
EX16 | PE-TECAB (INTERCONEXÃO) | 579.557 | 180.298 | 152.876 | 682.712 | 180.298 | 651.54 | 0 | 545.377 | 682.712 | 0
Step 3 | Calculate the proportion of forecasted booked entry (respectively exit) capacity at each point relative to the total forecasted booked entry (respectively exit) capacity;
Variable | Description
PENi | Proportion factor of entry point i
PEX j | Proportion factor of exit zone j
Formula:
[PENi] | Value |  | [PEXj] | Value |  | [PENi] | PEN1 | PEN2 | PEN3 | PEN4 | PEN5 | PEN6 | PEN7 | PEN8 | PEN9 | PEN10
PEN1 | 0.22692 |  | PEX1 | 0.01186 |  | Value | 0.22692 | 0.3201 | 0.21523 | 0 | 0 | 0 | 0.23775 | 0 | 0 | 0 | 1
PEN2 | 0.3201 |  | PEX2 | 0.032786
PEN3 | 0.21523 |  | PEX3 | 0.053478
PEN4 | 0 |  | PEX4 | 0.0065455
PEN5 | 0 |  | PEX5 | 0.34766
PEN6 | 0 |  | PEX6 | 0.16424
PEN7 | 0.23775 |  | PEX7 | 0.03349
PEN8 | 0 |  | PEX8 | 0.0063111
PEN9 | 0 |  | PEX9 | 0.041579
PEN10 | 0 |  | PEX10 | 0.02417
| 1 |  | PEX11 | 0.05807
|  |  | PEX12 | 0.15571
|  |  | PEX13 | 0.064107
|  |  | PEX14 | 0
|  |  | PEX15 | 0
|  |  | PEX16 | 0
1
Step 4 | For each entry point (respectively exit point) , calculate capacity-weighted average distance to all exit points (respectively entry points); average distance is weighted by forecasted booked capacity
Variable | Description
ADENi | Capacity weighted average distance from entry i
ADEXj | Capacity weighted average distance from entry j
Formula:
[ADENi] | Value |  | [ADEXi] | Value
ADEN1 | 357.063 |  | ADEX1 | 349.7248
ADEN2 | 203.5265 |  | ADEX2 | 446.8888
ADEN3 | 237.8783 |  | ADEX3 | 564.054
ADEN4 | 472.7892 |  | ADEX4 | 603.9482
ADEN5 | 190.8305 |  | ADEX5 | 169.84
ADEN6 | 378.2969 |  | ADEX6 | 169.1976
ADEN7 | 338.9609 |  | ADEX7 | 195.0023
ADEN8 | 306.0733 |  | ADEX8 | 228.4334
ADEN9 | 472.7892 |  | ADEX9 | 172.1449
ADEN10 | 338.9609 |  | ADEX10 | 326.9576
|  |  | ADEX11 | 317.5908
|  |  | ADEX12 | 429.729
|  |  | ADEX13 | 465.1862
|  |  | ADEX14 | 359.8492
|  |  | ADEX15 | 510.1822
|  |  | ADEX16 | 222.1283
Step 5 | Determine the weight of each entry point (respectively exit point) as the ratio between the product of its forecasted booked capacity with its average distance and the sums of such products for all entry points (respectively exit point)
Variable | Description
WENi | Is the weight of entry point i
WEXj | Is the weight of exit point j
Formula:
[WENi] | Value |  | [WEXi] | Value
WEN1 | 0.29149 |  | WEX1 | 0.014922
WEN2 | 0.23438 |  | WEX2 | 0.052712
WEN3 | 0.1842 |  | WEX3 | 0.10852
WEN4 | 0 |  | WEX4 | 0.014222
WEN5 | 0 |  | WEX5 | 0.21243
WEN6 | 0 |  | WEX6 | 0.099977
WEN7 | 0.28993 |  | WEX7 | 0.023495
WEN8 | 0 |  | WEX8 | 0.0051866
WEN9 | 0 |  | WEX9 | 0.02575
WEN10 | 0 |  | WEX10 | 0.02843
| 1 |  | WEX11 | 0.066349
|  |  | WEX12 | 0.24072
|  |  | WEX13 | 0.10729
|  |  | WEX14 | 0
|  |  | WEX15 | 0
|  |  | WEX16 | 0
1
Step 6 | Allocate entry cost (respectively exit costs) by multiplying the total revenue to be collected from entry points by the weight of each entry point (respectively exit point)
Variable | Description
RENi | Is the revenue to be collected from entry point i
REXj | Is the revenue to be collected from exit point j
Formula:
[WENi] | Value |  | [WEXi] | Value
REN1 | 1458.0131 |  | REX1 | 31.8599
REN2 | 1172.3369 |  | REX2 | 112.5436
REN3 | 921.3275 |  | REX3 | 231.6994
REN4 | 0 |  | REX4 | 30.365
REN5 | 0 |  | REX5 | 453.5432
REN6 | 0 |  | REX6 | 213.4583
REN7 | 1450.1864 |  | REX7 | 50.1626
REN8 | 0 |  | REX8 | 11.0737
REN9 | 0 |  | REX9 | 54.9788
REN10 | 0 |  | REX10 | 60.7003
| 5001.864 |  | REX11 | 141.6596
|  |  | REX12 | 513.9583
|  |  | REX13 | 229.0669
|  |  | REX14 | 0
|  |  | REX15 | 0
|  |  | REX16 | 0
2135.0696
Step 7 | Determine tariffs by dividing revenue to be collected from a point by its forecasted booked capacity
Variable | Description
TENi | Is the tariff at entry point i
TEXj | Is the tariff at exit point j
Formula:
[TENi] | Ponto de Entrada | [TENi CWD] |  |  |  |  | PEN1: [TEXj]; PEN2: Zona de Saída; PEN3: [TEXj CWD]
TEN1 | PR-CARAGUATATUBA | 7.553 |  |  |  |  | PEN1: TEX1; PEN2: NTS MG 1; PEN3: 3.855
TEN2 | PR-GNLBGB | 4.3052 |  |  |  |  | PEN1: TEX2; PEN2: NTS MG 2; PEN3: 4.9261
TEN3 | PR-ITABORAÍ | 5.0319 |  |  |  |  | PEN1: TEX3; PEN2: NTS MG 3; PEN3: 6.2176
TEN4 | PR-GASPAJ (INTERCONEXÃO) | [5 empty] | PEN1: TEX4; PEN2: NTS MG 4; PEN3: 6.6574
TEN5 | PR-REDUC | [5 empty] | PEN1: TEX5; PEN2: NTS RJ 1; PEN3: 1.8722
TEN6 | PR-RPBC | [5 empty] | PEN1: TEX6; PEN2: NTS RJ 2; PEN3: 1.8651
TEN7 | PR-TECAB | 7.1701 |  |  |  |  | PEN1: TEX7; PEN2: NTS RJ 3; PEN3: 2.1495
TEN8 | PR-GUARAREMA (INTERCONEXÃO) | [5 empty] | PEN1: TEX8; PEN2: NTS RJ 4; PEN3: 2.518
TEN9 | PR-REPLAN (INTERCONEXÃO) | [5 empty] | PEN1: TEX9; PEN2: NTS RJ 5; PEN3: 1.8976
TEN10 | PR-TECAB (INTERCONEXÃO) | [5 empty] | PEN1: TEX10; PEN2: NTS SP 1; PEN3: 3.6041
[7 empty] | TEX11 | NTS SP 2 | 3.5008
[7 empty] | TEX12 | NTS SP 3 | 4.7369
[7 empty] | TEX13 | NTS SP 4 | 5.1278
[7 empty] | TEX14 | PE-GUARAREMA (INTERCONEXÃO)
[7 empty] | TEX15 | PE-REPLAN (INTERCONEXÃO)
[7 empty] | TEX16 | PE-TECAB (INTERCONEXÃO)
[TENi] | Ponto de Entrada | [TENi CWD] | [TEN postal] | [TEN] | Check |  | [TEXj] | Zona de Saída | [TEXj CWD] | [TEX postal] | [TEX] | Check
TEN1 | PR-CARAGUATATUBA | 1.5106 | 4.7038 | 6.2144 | 1199608936.771 |  | TEX1 | NTS MG 1 | 0.77101 | 2.4512 | 3.2222 | 26629694.9884
TEN2 | PR-GNLBGB | 0.86104 | 4.7038 | 5.5648 | 1515333965.3589 |  | TEX2 | NTS MG 2 | 0.98522 | 2.4512 | 3.4364 | 78509450.9141
TEN3 | PR-ITABORAÍ | 1.0064 | 4.7038 | 5.7102 | 1045520195.2559 |  | TEX3 | NTS MG 3 | 1.2435 | 2.4512 | 3.6947 | 137683140.898
TEN4 | PR-GASPAJ (INTERCONEXÃO) |  | 4.7038 | 0.5746 | 0 |  | TEX4 | NTS MG 4 | 1.3315 | 2.4512 | 3.7826 | 17253130.4033
TEN5 | PR-REDUC | [5 empty] | TEX5 | NTS RJ 1 | 0.37443 | 2.4512 | 2.8256 | 684523308.0306
TEN6 | PR-RPBC | [5 empty] | TEX6 | NTS RJ 2 | 0.37302 | 2.4512 | 2.8242 | 323229296.14
TEN7 | PR-TECAB | 1.434 | 4.7038 | 6.1378 | 1241400936.656 |  | TEX7 | NTS RJ 3 | 0.4299 | 2.4512 | 2.8811 | 67234692.5282
TEN8 | PR-GUARAREMA (INTERCONEXÃO) |  |  | 0.53451 |  |  | TEX8 | NTS RJ 4 | 0.50361 | 2.4512 | 2.9548 | 12994373.7356
TEN9 | PR-REPLAN (INTERCONEXÃO) |  |  | 0.5746 | 5001864034.0418 |  | TEX9 | NTS RJ 5 | 0.37951 | 2.4512 | 2.8307 | 82014560.6742
TEN10 | PR-TECAB (INTERCONEXÃO) |  |  | 0.56142 |  |  | TEX10 | NTS SP 1 | 0.72081 | 2.4512 | 3.172 | 53423069.0562
[7 empty] | TEX11 | NTS SP 2 | 0.70016 | 2.4512 | 3.1513 | 127517967.4593
[7 empty] | TEX12 | NTS SP 3 | 0.94739 | 2.4512 | 3.3986 | 368745068.0706
[7 empty] | TEX13 | NTS SP 4 | 1.0256 | 2.4512 | 3.4767 | 155311836.1629
[7 empty] | TEX14 | PE-GUARAREMA (INTERCONEXÃO) |  |  | 0
[7 empty] | TEX15 | PE-REPLAN (INTERCONEXÃO) |  |  | 0.30415 | 2135069589.0614
[7 empty] | TEX16 | PE-TECAB (INTERCONEXÃO) |  |  | 0.26282
Desconto na(s) Interconexão(ões) |  | 90%
Cálculo da receita arrecada nas interconexões, já considerando o desconto:
| Interconexão | QDC (mil m³@9.400) | Tarifas sem Desconto (R$/MMBTu) | Tarifas com Desconto (R$/MMBTu) | Receita (R$)
| REPLAN - Entrada | 200 | 5.746 | 0.5746 | 1564656.4845
| PE Guararema | 6000 | 5.3451 | 0.53451 | 43665128.8605
| Cabiunas - Entrada | 200 | 5.6142 | 0.56142 | 1528773.4387
| PR-GASPAJ | 335 | 5.746 | 0.5746 | 2620799.6116
| REPLAN - Saida | 7011 | 3.0415 | 0.30415 | 29033338.3316
| Cabiunas - Saída | 200 | 2.6282 | 0.26282 | 715669.3658
79128366.0928
|  |  |  | Receita Total | 7216061989.1959
|  |  |  | Check | 0
𝑃_(〖𝐸𝑁〗_𝑖= 〖𝐵𝐶〗_(〖𝐸𝑁〗_𝑖 )/(∑▒〖𝐵𝐶〗_𝐸𝑁 ) )
𝑃_(〖𝐸𝑋〗_𝑗= 〖𝐵𝐶〗_(〖𝐸𝑋〗_𝑗 )/(∑▒〖𝐵𝐶〗_𝐸𝑋 ) )
〖𝐴𝐷〗_(〖𝐸𝑁〗_𝑖 )= ∑▒〖𝑃_(〖𝐸𝑋〗_𝑗 ) ∙ 𝐷_(〖𝐸𝑁〗_𝑖 〖𝐸𝑋〗_𝑗 ) 〗
〖𝐴𝐷〗_(〖𝐸𝑋〗_𝑗 )= ∑▒〖𝑃_(〖𝐸𝑁〗_𝑖 ) ∙ 𝐷_(〖𝐸𝑋〗_𝑗 〖𝐸𝑁〗_𝑖 ) 〗
𝑊_(〖𝐸𝑁〗_𝑖 )= (〖𝐵𝐶〗_(〖𝐸𝑁〗_𝑖 )∙ 〖𝐴𝐷〗_(〖𝐸𝑁〗_𝑖 ))/(∑▒〖〖𝐵𝐶〗_(〖𝐸𝑁〗_𝑖 )∙ 〖𝐴𝐷〗_(〖𝐸𝑁〗_𝑖 ) 〗)
𝑊_(〖𝐸𝑋〗_𝑗 )= (〖𝐵𝐶〗_(〖𝐸𝑋〗_𝑖 )∙ 〖𝐴𝐷〗_(〖𝐸𝑋〗_𝑖 ))/(∑▒〖〖𝐵𝐶〗_(〖𝐸𝑋〗_𝑖 )∙ 〖𝐴𝐷〗_(〖𝐸𝑋〗_𝑖 ) 〗)
𝑅_(〖𝐸𝑁〗_𝑖 )= 𝑊_(〖𝐸𝑁〗_𝑖 ) ∙ 𝑅_𝐸𝑁
𝑅_(〖𝐸𝑋〗_𝑗 )= 𝑊_(〖𝐸𝑋〗_𝑗 ) ∙ 𝑅_𝐸𝑋
𝑇_(〖𝐸𝑁〗_𝑖 )= 𝑅_(〖𝐸𝑁〗_𝑖 )/〖𝐵𝐶〗_(〖𝐸𝑁〗_𝑖 )
𝑇_(〖𝐸𝑋〗_𝑖 )= 𝑅_(〖𝐸𝑋〗_𝑗 )/(𝐵𝐶_(〖𝐸𝑋〗_𝑗 ) )

## Tarifa Ponderada Legado 2029
Code | Entrada | BC [MMBTU] | T | R |  |  |  |  | PR-CARAGUATATUBA | PR-GNLBGB | PR-ITABORAÍ | PR-GASPAJ (INTERCONEXÃO) | PR-REDUC | PR-RPBC | PR-TECAB | PR-GUARAREMA (INTERCONEXÃO) | PR-REPLAN (INTERCONEXÃO) | PR-TECAB (INTERCONEXÃO)
TEN1 | PR-CARAGUATATUBA | 193037657.2596 | 6.2144 | 1199608936.771 |  |  |  | MG | 9.7801 | 9.1306 | 9.2759 | 4.1403 |  |  | 9.7035 | 4.1003 | 4.1403 | 4.1272
TEN2 | PR-GNLBGB | 272305906.7 | 5.5648 | 1515333965.3589 |  |  |  | RJ | 9.0445 | 8.3949 | 8.5402 | 3.4047 |  |  | 8.9679 | 3.3646 | 3.4047 | 3.3915
TEN3 | PR-ITABORAÍ | 183098491.6651 | 5.7102 | 1045520195.2559 |  |  |  | SP | 9.5639 | 8.9143 | 9.0596 | 3.9241 |  |  | 9.4873 | 3.884 | 3.9241 | 3.9109
TEN4 | PR-GASPAJ (INTERCONEXÃO) | 4561123.9372 | 0.5746 | 2620799.6116 |  |  |  | PE-GUARAREMA (INTERCONEXÃO)
TEN5 | PR-REDUC | 0 | [5 empty] | PE-REPLAN (INTERCONEXÃO) | 6.5185 | 5.869 | 6.0143 | 0.87875 |  |  | 6.4419 | 0.83866 | 0.87875 | 0.86557
TEN6 | PR-RPBC | 0 | [5 empty] | PE-TECAB (INTERCONEXÃO) | 6.4772 | 5.8276 | 5.973 | 0.83741 |  |  | 6.4006 | 0.79733 | 0.83741 | 0.82424
TEN7 | PR-TECAB | 202255212.2014 | 6.1378 | 1241400936.656
TEN8 | PR-GUARAREMA (INTERCONEXÃO) | 81691772.01 | 0.53451 | 43665128.8605
TEN9 | PR-REPLAN (INTERCONEXÃO) | 2723059.067 | 0.5746 | 1564656.4845
TEN10 | PR-TECAB (INTERCONEXÃO) | 2723059.067 | 0.56142 | 1528773.4387
5051243392.4371
Code | Zonas Saídas | BC [MMBTU] | BC total UF | T | R | R total UF | T UF
TEX1 | NTS MG 1 | 8264484.2683 |  | 3.2222 | 26629694.9884
TEX2 | NTS MG 2 | 22846465.5721 |  | 3.4364 | 78509450.9141
TEX3 | NTS MG 3 | 37265063.3319 |  | 3.6947 | 137683140.898
TEX4 | NTS MG 4 | 4561123.9372 | 72937137.1096 | 3.7826 | 17253130.4033 | 260075417.2038 | 3.5657
TEX5 | NTS RJ 1 | 242256949.8957 |  | 2.8256 | 684523308.0306
TEX6 | NTS RJ 2 | 114450172.586 |  | 2.8242 | 323229296.14
TEX7 | NTS RJ 3 | 23336616.2042 |  | 2.8811 | 67234692.5282
TEX8 | NTS RJ 4 | 4397740.3932 |  | 2.9548 | 12994373.7356
TEX9 | NTS RJ 5 | 28973348.4729 | 413414827.5519 | 2.8307 | 82014560.6742 | 1169996231.1086 | 2.8301
TEX10 | NTS SP 1 | 16842120.3294 |  | 3.172 | 53423069.0562
TEX11 | NTS SP 2 | 40464657.7356 |  | 3.1513 | 127517967.4593
TEX12 | NTS SP 3 | 108500288.5246 |  | 3.3986 | 368745068.0706
TEX13 | NTS SP 4 | 44671783.9941 | 210478850.5838 | 3.4767 | 155311836.1629 | 704997940.749 | 3.3495
TEX14 | PE-GUARAREMA (INTERCONEXÃO) | 0 | 0 | 0 | 0 | 0
TEX15 | PE-REPLAN (INTERCONEXÃO) | 95456835.5937 | 95456835.5937 | 0.30415 | 29033338.3316 | 29033338.3316 | 0.30415
TEX16 | PE-TECAB (INTERCONEXÃO) | 2723059.067 | 2723059.067 | 0.26282 | 715669.3658 | 715669.3658 | 0.26282
|  | 795010709.906 | 795010709.906 |  | 2164818596.7588 | 2164818596.7588
Tponderada
| MG | 3.5657
| RJ | 2.8301
| SP | 3.3495
PE-GUARAREMA (INTERCONEXÃO)
| PE-REPLAN (INTERCONEXÃO) | 0.30415
| PE-TECAB (INTERCONEXÃO) | 0.26282

## SITGN Redux (2) (hidden)
| 2 | 3 | 4 | 5 | 6
[6 empty] | Mil m³/dia | Mil m³/dia | Mil m³/dia | Mil m³/dia
|  | DE |  | PARA | Distância (km) | Fluxo 1 | Capac. 1 | Fluxo2 | Capac. 2 | [6 empty] | Limite Capac.
ID_ARCO | ID_NÓ |  | ID_NÓ
1 | #REF! | #REF! | #REF! | #REF! | #REF! | 20545.2 | 30080 |  |  | 30080 |  | #REF! | #REF! | #REF! |  | c | #REF!
2 | #REF! | #REF! | #REF! | #REF! | #REF! | 20545.2 | 30080 |  |  | 30080 |  | #REF! | #REF! | #REF! | MS 1 | c | #REF!
3 | #REF! | #REF! | #REF! | #REF! | #REF! | 20464.107 | 30080 |  |  | 30080 |  | #REF! | #REF! | #REF! | MS 1 | c | #REF!
4 | #REF! | #REF! | #REF! | #REF! | #REF! | 20464.107 | 30080 |  |  | 30080 |  | #REF! | #REF! | #REF! | MS 1 | c | #REF!
5 | #REF! | #REF! | #REF! | #REF! | #REF! | 19057.943 | 30080 |  |  | 30080 |  | #REF! | #REF! | #REF! | SP 1 | c | #REF!
6 | #REF! | #REF! | #REF! | #REF! | #REF! | 19056.24 | 30080 | [8 empty] | c | #REF!
7 | #REF! | #REF! | #REF! | #REF! | #REF! | 19008.58 | 30080 | [8 empty] | c | #REF!
8 | #REF! | #REF! | #REF! | #REF! | #REF! | 18942.807 | 30080 | [8 empty] | c | #REF!
9 | #REF! | #REF! | #REF! | #REF! | #REF! | 18855.67 | 30080 | [8 empty] | c | #REF!
10 | #REF! | #REF! | #REF! | #REF! | #REF! | 18837.857 | 30080 | [8 empty] | c | #REF!
11 | #REF! | #REF! | #REF! | #REF! | #REF! | 18628.38 | 30080 | [8 empty] | c | #REF!
12 | #REF! | #REF! | #REF! | #REF! | #REF! | 18317.9 | 30080 |  |  | 30080 |  | #REF! | #REF! | #REF! | SP 2 | c | #REF!
13 | #REF! | #REF! | #REF! | #REF! | #REF! | 18317.757 | 30080 | [8 empty] | c | #REF!
14 | #REF! | #REF! | #REF! | #REF! | #REF! | 16911.02 | 30080 | [8 empty] | c | #REF!
15 | #REF! | #REF! | #REF! | #REF! | #REF! | 15538.954 | 30080 | [8 empty] | c | #REF!
16 | #REF! | #REF! | #REF! | #REF! | #REF! | 15135.09 | 30080 | [8 empty] | c | #REF!
17 | #REF! | #REF! | #REF! | #REF! | #REF! | 12970.58 | 15000 |  |  | 15000 |  | #REF! | #REF! | #REF! |  | c | #REF!
18 | #REF! | #REF! | #REF! | #REF! | #REF! | 2568.63 | 9300 |  |  | 9300 |  | #REF! | #REF! | #REF! | SP 2 | b | #REF!
19 | #REF! | #REF! | #REF! | #REF! | #REF! | 1181.8667 | 9300 | [8 empty] | b | #REF!
20 | #REF! | #REF! | #REF! | #REF! | #REF! | 621.7567 | 9300 | [8 empty] | b | #REF!
21 | #REF! | #REF! | #REF! | #REF! | #REF! | 0 | 9300 |  |  | 9300 |  | #REF! | #REF! | #REF! |  | 0 | #REF!
22 | #REF! | #REF! | #REF! | #REF! | #REF! | 10340.577 | 12580 |  |  | 12580 |  | #REF! | #REF! | #REF! | SP 3 | c | #REF!
23 | #REF! | #REF! | #REF! | #REF! | #REF! | 10058.577 | 12580 | [8 empty] | c | #REF!
24 | #REF! | #REF! | #REF! | #REF! | #REF! | 9700.9333 | 12580 | [8 empty] | c | #REF!
25 | #REF! | #REF! | #REF! | #REF! | #REF! | 9617.5467 | 12580 | [8 empty] | c | #REF!
26 | #REF! | #REF! | #REF! | #REF! | #REF! | 9534.22 | 12580 |  |  | 12580 |  | #REF! | #REF! | #REF! | SP 4 | c | #REF!
27 | #REF! | #REF! | #REF! | #REF! | #REF! | 9173.74 | 12580 | [8 empty] | c | #REF!
28 | #REF! | #REF! | #REF! | #REF! | #REF! | 8793.6633 | 12580 | [8 empty] | c | #REF!
29 | #REF! | #REF! | #REF! | #REF! | #REF! | 8610.5033 | 12580 | [8 empty] | c | #REF!
30 | #REF! | #REF! | #REF! | #REF! | #REF! | 8607.26 | 12580 |  |  | 12580 |  | #REF! | #REF! | #REF! | PR 1 | c | #REF!
31 | #REF! | #REF! | #REF! | #REF! | #REF! | 8424.42 | 12580 | [8 empty] | c | #REF!
32 | #REF! | #REF! | #REF! | #REF! | #REF! | 7709.51 | 12580 |  |  | 12580 |  | #REF! | #REF! | #REF! | PR 1 | c | #REF!
33 | #REF! | #REF! | #REF! | #REF! | #REF! | 6463.7467 | 12580 |  |  | 12580 |  | #REF! | #REF! | #REF! |  | c | #REF!
34 | #REF! | #REF! | #REF! | #REF! | #REF! | 4648.52 | 5500 |  |  | 5500 |  | #REF! | #REF! | #REF! | SC 1 | c | #REF!
35 | #REF! | #REF! | #REF! | #REF! | #REF! | 4512.7367 | 5500 | [8 empty] | c | #REF!
36 | #REF! | #REF! | #REF! | #REF! | #REF! | 4002.2467 | 5500 | [8 empty] | c | #REF!
37 | #REF! | #REF! | #REF! | #REF! | #REF! | 3798.63 | 5500 | [8 empty] | c | #REF!
38 | #REF! | #REF! | #REF! | #REF! | #REF! | 3776.2333 | 5500 | [8 empty] | c | #REF!
39 | #REF! | #REF! | #REF! | #REF! | #REF! | 3476.78 | 4400 |  |  | 4400 |  | #REF! | #REF! | #REF! | SC 2 | c | #REF!
40 | #REF! | #REF! | #REF! | #REF! | #REF! | 3352.66 | 4400 | [8 empty] | c | #REF!
41 | #REF! | #REF! | #REF! | #REF! | #REF! | 3200.6833 | 4400 | [8 empty] | c | #REF!
42 | #REF! | #REF! | #REF! | #REF! | #REF! | 2796.0533 | 2800 | [8 empty] | c | #REF!
43 | #REF! | #REF! | #REF! | #REF! | #REF! | 2366.55 | 2800 |  |  | 2800 |  | #REF! | Canoas | #REF! | RS 1 | c | #REF!
44 | #REF! | #REF! | #REF! | #REF! | #REF! | 2174.5033 | 2800 | [8 empty] | c | #REF!
45 | #REF! | #REF! | #REF! | #REF! | #REF! | 2156.42 | 2800 | [8 empty] | c | #REF!
46 | #REF! | #REF! | #REF! | #REF! | #REF! | 1932.3333 | 2400 | [8 empty] | c | #REF!
47 | #REF! | #REF! | 69 | Canoas | #REF! | 1516.0667 | 2400 | [8 empty] | c | #REF!
48 | 69 | Canoas | #REF! | #REF! | #REF! | 1515.87 | 2400 |  |  | 2400 |  | Canoas | #REF! | #REF! | RS 1 | c | #REF!
49 | #REF! | #REF! | #REF! | #REF! | #REF! | 785.7367 | 2400 |  |  | 2400 |  | #REF! | Canoas | #REF! | RS 1 | b | #REF!
50 | #REF! | #REF! | #REF! | #REF! | #REF! | 283.3822 | 1200 |  |  | 1200 |  | #REF! | #REF! | #REF! | MG 4 | b | #REF!
51 | #REF! | #REF! | #REF! | #REF! | #REF! | 0 | 15000 |  | 15000 | 15000 | 15000 | #REF! | #REF! | #REF! | SP 1 | 0 | #REF!
52 | #REF! | #REF! | #REF! | #REF! | #REF! | 0 | 999999999 |  | 999999999 | [6 empty] | 0 | #REF!
53 | #REF! | #REF! | #REF! | #REF! | #REF! | 0 | 999999999 |  | 999999999 | [6 empty] | 0 | #REF!
54 | #REF! | #REF! | #REF! | #REF! | #REF! | 0 | 999999999 |  | 999999999 | [6 empty] | 0 | #REF!
55 | #REF! | #REF! | #REF! | #REF! | #REF! | 0 | 999999999 |  | 999999999 | 999999999 | 999999999 | #REF! | #REF! | #REF! |  | 0 | #REF!
56 | #REF! | #REF! | #REF! | #REF! | #REF! | 0 | 999999999 |  | 999999999 | 999999999 | 999999999 | #REF! | #REF! | #REF! | SP 1 | 0 | #REF!
57 | #REF! | #REF! | #REF! | #REF! | #REF! | 0 | 999999999 |  | 999999999 | 999999999 | 999999999 | #REF! | #REF! | #REF! | RJ 4 | 0 | #REF!
58 | #REF! | #REF! | #REF! | #REF! | #REF! | 0 | 999999999 |  | 999999999 | 999999999 | 999999999 | #REF! | #REF! | #REF! |  | 0 | #REF!
59 | #REF! | #REF! | #REF! | #REF! | #REF! | 2663.312 | 999999999 |  | 999999999 | 999999999 | 999999999 | #REF! | #REF! | #REF! | RJ 2 | b | #REF!
73 | #REF! | #REF! | #REF! | #REF! | #REF! | 0 | 999999999 |  | 999999999 | 999999999 | 999999999 | #REF! | #REF! | #REF! | SP 3 | 0 | #REF!
72 | #REF! | #REF! | #REF! | #REF! | #REF! | 0 | 999999999 |  | 999999999 | 999999999 | 999999999 | #REF! | #REF! | #REF! |  | 0 | #REF!
71 | #REF! | #REF! | #REF! | #REF! | #REF! | 0 | 999999999 |  | 999999999 | 999999999 | 999999999 | #REF! | #REF! | #REF! | SP 3 | 0 | #REF!
70 | #REF! | #REF! | #REF! | #REF! | #REF! | 0 | 999999999 |  | 999999999 | [6 empty] | 0 | #REF!
69 | #REF! | #REF! | #REF! | #REF! | #REF! | 0 | 999999999 |  |  | 999999999 |  | #REF! | #REF! | #REF! |  | 0 | #REF!
68 | #REF! | #REF! | #REF! | #REF! | #REF! | 0 | 999999999 |  | 999999999 | 999999999 | 999999999 | #REF! | #REF! | #REF! | SP 2 | 0 | #REF!
67 | #REF! | #REF! | #REF! | #REF! | #REF! | 2099.5985 | 999999999 |  | 999999999 | 999999999 | 999999999 | #REF! | #REF! | #REF! | SP 2 | b | #REF!
66 | #REF! | #REF! | #REF! | #REF! | #REF! | 371.3375 | 999999999 |  | 999999999 | 999999999 | 999999999 | #REF! | #REF! | #REF! |  | b | #REF!
60 | #REF! | #REF! | #REF! | #REF! | #REF! | 0 | 999999999 |  | 999999999 | 999999999 | 999999999 | #REF! | #REF! | #REF! | SP 1 | 0 | #REF!
61 | #REF! | #REF! | #REF! | #REF! | #REF! | 0 | 999999999 |  | 999999999 | [6 empty] | 0 | #REF!
62 | #REF! | #REF! | #REF! | #REF! | #REF! | 0 | 999999999 |  | 999999999 | [6 empty] | 0 | #REF!
63 | #REF! | #REF! | #REF! | #REF! | #REF! | 0 | 999999999 |  | 999999999 | 999999999 | 999999999 | #REF! | #REF! | #REF! | RJ 3 | 0 | #REF!
64 | #REF! | #REF! | #REF! | #REF! | #REF! | 0 | 999999999 |  | 999999999 |  |  |  |  | #REF! |  | 0 | #REF!
65 | #REF! | #REF! | #REF! | #REF! | #REF! | 0 | 999999999 |  | 999999999 |  |  |  |  | #REF! |  | 0 | #REF!
74 | #REF! | #REF! | #REF! | #REF! | #REF! | 12720.319 | 999999999 |  |  | 999999999 |  | #REF! | #REF! | #REF! | SP 2 | b | #REF!
75 | #REF! | #REF! | #REF! | #REF! | #REF! | 0 | 999999999 |  | 999999999 | 999999999 | 999999999 | #REF! | #REF! | #REF! |  | 0 | #REF!
79 | #REF! | #REF! | #REF! | #REF! | #REF! | 3492.3678 | 999999999 |  | 999999999 | 999999999 | 999999999 | #REF! | #REF! | #REF! | SP 4 | b | #REF!
80 | #REF! | #REF! | #REF! | #REF! | #REF! | 2240.4569 | 999999999 |  | 999999999 | [6 empty] | b | #REF!
81 | #REF! | #REF! | #REF! | #REF! | #REF! | 1041.3899 | 999999999 |  | 999999999 | [6 empty] | b | #REF!
78 | #REF! | #REF! | #REF! | #REF! | #REF! | 618.9739 | 999999999 |  | 999999999 | 999999999 | 999999999 | #REF! | #REF! | #REF! | SP 3 | b | #REF!
82 | #REF! | #REF! | #REF! | #REF! | #REF! | 0 | 999999999 |  |  | 999999999 |  | #REF! | #REF! | #REF! |  | 0 | #REF!
76 | #REF! | #REF! | #REF! | #REF! | #REF! | 0 | 999999999 |  | 999999999 | 999999999 | 999999999 | #REF! | #REF! | #REF! |  | 0 | #REF!
77 | #REF! | #REF! | #REF! | #REF! | #REF! | 0 | 999999999 |  | 999999999 | 999999999 | 999999999 | #REF! | #REF! | #REF! | SP 3 | 0 | #REF!
83 | #REF! | #REF! | #REF! | #REF! | #REF! | 12720.319 | 999999999 |  |  | 999999999 |  | #REF! | #REF! | #REF! |  | b | #REF!
84 | #REF! | #REF! | #REF! | #REF! | #REF! | 0 | 999999999 |  | 999999999 | 999999999 | 999999999 | #REF! | #REF! | #REF! |  | 0 | #REF!
95 | #REF! | #REF! | #REF! | #REF! | #REF! | 986.5037 | 999999999 |  |  | 999999999 |  | #REF! | #REF! | #REF! | MG 3 | b | #REF!
94 | #REF! | #REF! | #REF! | #REF! | #REF! | 1437.6048 | 999999999 |  |  | 999999999 |  | #REF! | #REF! | #REF! | MG 3 | b | #REF!
93 | #REF! | #REF! | #REF! | #REF! | #REF! | 1787.767 | 999999999 | [7 empty] | MG 3 | b | #REF!
92 | #REF! | #REF! | #REF! | #REF! | #REF! | 2579.5797 | 999999999 |  |  | 999999999 |  | #REF! | #REF! | #REF! | MG 3 | b | #REF!
91 | #REF! | #REF! | #REF! | #REF! | #REF! | 2769.546 | 999999999 | [7 empty] | MG 3 | b | #REF!
90 | #REF! | #REF! | #REF! | #REF! | #REF! | 3967.3596 | 999999999 |  |  | 999999999 |  | #REF! | #REF! | #REF! | MG 2 | b | #REF!
89 | #REF! | #REF! | #REF! | #REF! | #REF! | 3987.0511 | 999999999 | [8 empty] | b | #REF!
88 | #REF! | #REF! | #REF! | #REF! | #REF! | 4088.2191 | 999999999 |  |  | 999999999 |  | #REF! | #REF! | #REF! | MG 1 | b | #REF!
87 | #REF! | #REF! | #REF! | #REF! | #REF! | 4547.7695 | 999999999 |  |  | 999999999 |  | #REF! | #REF! | #REF! | MG 1 | b | #REF!
85 | #REF! | #REF! | #REF! | #REF! | #REF! | 0 | 999999999 |  |  | 999999999 |  | #REF! | #REF! | #REF! | RJ 5 | 0 | #REF!
86 | #REF! | #REF! | #REF! | #REF! | #REF! | 4604.1985 | 999999999 |  |  | 999999999 |  | #REF! | #REF! | #REF! | RJ 5 | b | #REF!
96 | #REF! | #REF! | #REF! | #REF! | #REF! | 1142.3041 | 999999999 |  |  | 999999999 |  | #REF! | #REF! | #REF! | RJ 3 | b | #REF!
97 | #REF! | #REF! | #REF! | #REF! | #REF! | 2166.3686 | 999999999 |  | 999999999 | 999999999 | 999999999 | #REF! | #REF! | #REF! | RJ 3 | b | #REF!
98 | #REF! | #REF! | #REF! | #REF! | #REF! | 2259.8853 | 999999999 |  | 999999999 | [6 empty] | b | #REF!
99 | #REF! | #REF! | #REF! | #REF! | #REF! | 2279.4191 | 999999999 |  | 999999999 | 999999999 | 999999999 | #REF! | #REF! | #REF! |  | b | #REF!
101 | #REF! | #REF! | #REF! | #REF! | #REF! | 2566.5679 | 999999999 |  |  | 999999999 |  | #REF! | #REF! | #REF! | RJ 2 | b | #REF!
100 | #REF! | #REF! | #REF! | #REF! | #REF! | 13328.395 | 999999999 |  | 999999999 | 999999999 | 999999999 | #REF! | #REF! | #REF! |  | b | #REF!
106 | #REF! | #REF! | #REF! | #REF! | #REF! | 1838.936 | 999999999 |  |  | 999999999 |  | #REF! | #REF! | #REF! | RJ 1 | b | #REF!
107 | #REF! | #REF! | #REF! | #REF! | #REF! | 3718.7454 | 999999999 | [8 empty] | b | #REF!
108 | #REF! | #REF! | #REF! | #REF! | #REF! | 722.7757 | 999999999 |  |  | 999999999 |  | #REF! | #REF! | #REF! | RJ 5 | b | #REF!
109 | #REF! | #REF! | #REF! | #REF! | #REF! | 1759.4701 | 999999999 |  |  | 999999999 |  | #REF! | #REF! | #REF! |  | b | #REF!
103 | #REF! | #REF! | #REF! | #REF! | #REF! | 0 | 999999999 |  | 999999999 | 999999999 | 999999999 | #REF! | #REF! | #REF! | RJ 1 | 0 | #REF!
102 | #REF! | #REF! | #REF! | #REF! | #REF! | 2272.8691 | 999999999 |  |  | 999999999 |  | #REF! | #REF! | #REF! | RJ 2 | b | #REF!
104 | #REF! | #REF! | #REF! | #REF! | #REF! | 786.819 | 999999999 |  | 999999999 | 999999999 | 999999999 | #REF! | #REF! | #REF! | RJ 1 | b | #REF!
105 | #REF! | #REF! | #REF! | #REF! | #REF! | 23240.4 | 999999999 |  | 999999999 | 999999999 | 999999999 | #REF! | #REF! | #REF! |  | b | #REF!
110 | #REF! | #REF! | #REF! | #REF! | #REF! | 14113.519 | 999999999 |  |  | 999999999 |  | #REF! | #REF! | #REF! |  | b | #REF!
111 | #REF! | #REF! | #REF! | #REF! | #REF! | 0 | 999999999 |  | 999999999 | 999999999 | 999999999 | #REF! | #REF! | #REF! | RJ 1 | 0 | #REF!
112 | #REF! | #REF! | #REF! | #REF! | #REF! | 0 | 999999999 |  |  | 999999999 |  | #REF! | #REF! | #REF! | RJ 1 | 0 | #REF!
113 | #REF! | #REF! | #REF! | #REF! | #REF! | 0 | 999999999 |  | 999999999 | 999999999 | 999999999 | #REF! | #REF! | #REF! | RJ 1 | 0 | #REF!
114 | #REF! | #REF! | #REF! | #REF! | #REF! | 0 | 999999999 |  | 999999999 | 999999999 | 999999999 | #REF! | #REF! | #REF! | RJ 1 | 0 | #REF!
115 | #REF! | #REF! | #REF! | #REF! | #REF! | 0 | 999999999 |  | 999999999 | 999999999 | 999999999 | #REF! | #REF! | #REF! | RJ 1 | 0 | #REF!
116 | #REF! | #REF! | #REF! | #REF! | #REF! | 0 | 999999999 |  | 999999999 | [6 empty] | 0 | #REF!
117 | #REF! | #REF! | #REF! | #REF! | #REF! | 524.1164 | 999999999 |  | 999999999 | 999999999 | 999999999 | #REF! | #REF! | #REF! |  | b | #REF!
118 | #REF! | #REF! | #REF! | #REF! | #REF! | 680.5701 | 999999999 |  | 999999999 | 999999999 | 999999999 | #REF! | #REF! | #REF! | RJ | b | #REF!
119 | #REF! | #REF! | #REF! | #REF! | #REF! | 700.1127 | 999999999 |  | 999999999 | 999999999 | 999999999 | #REF! | #REF! | #REF! | ES1 | b | #REF!
122 | #REF! | #REF! | #REF! | #REF! | #REF! | 541.4122 | 999999999 |  | 999999999 | 999999999 | 999999999 | #REF! | #REF! | #REF! |  | b | #REF!
123 | #REF! | #REF! | #REF! | #REF! | #REF! | 692.6143 | 999999999 |  | 999999999 | 999999999 | 999999999 | #REF! | #REF! | #REF! | ES1 | b | #REF!
120 | #REF! | #REF! | #REF! | #REF! | #REF! | 158.7004 | 999999999 |  | 999999999 | 999999999 | 999999999 | #REF! | #REF! | #REF! |  | b | #REF!
121 | #REF! | #REF! | #REF! | #REF! | #REF! | 197.9447 | 999999999 |  |  | 999999999 |  | #REF! | #REF! | #REF! | ES1 | b | #REF!
132 | #REF! | #REF! | #REF! | #REF! | #REF! | 0 | 999999999 |  |  | 999999999 |  | #REF! | #REF! | #REF! | ES3 | 0 | #REF!
131 | #REF! | #REF! | #REF! | #REF! | #REF! | 0 | 999999999 | [8 empty] | 0 | #REF!
130 | #REF! | #REF! | #REF! | #REF! | #REF! | 0 | 999999999 | [8 empty] | 0 | #REF!
125 | #REF! | #REF! | #REF! | #REF! | #REF! | 410.4823 | 999999999 |  |  | 999999999 |  | #REF! | #REF! | #REF! | ES2 | b | #REF!
124 | #REF! | #REF! | #REF! | #REF! | #REF! | 905.0363 | 999999999 | [8 empty] | b | #REF!
126 | #REF! | #REF! | #REF! | #REF! | #REF! | 1597.6506 | 999999999 |  | 999999999 | 999999999 | 999999999 | #REF! | #REF! | #REF! |  | b | #REF!
127 | #REF! | #REF! | #REF! | #REF! | #REF! | 1628.9495 | 999999999 |  | 999999999 | 999999999 | 999999999 | #REF! | #REF! | #REF! | ES1 | b | #REF!
128 | #REF! | #REF! | #REF! | #REF! | #REF! | 1994.6889 | 999999999 |  | 999999999 | [6 empty] | b | #REF!
129 | #REF! | #REF! | #REF! | #REF! | #REF! | 3115.5958 | 999999999 |  | 999999999 | [6 empty] | b | #REF!
133 | #REF! | #REF! | #REF! | #REF! | #REF! | 0 | 999999999 |  | 999999999 | 999999999 | 999999999 | #REF! | #REF! | #REF! |  | 0 | #REF!
134 | #REF! | #REF! | #REF! | #REF! | #REF! | 0 | 999999999 |  | 999999999 | 999999999 | 999999999 | #REF! | #REF! | #REF! | BA1 | 0 | #REF!
135 | #REF! | #REF! | #REF! | #REF! | #REF! | 0 | 999999999 |  | 999999999 | [6 empty] | 0 | #REF!
136 | #REF! | #REF! | #REF! | #REF! | #REF! | 0 | 999999999 |  | 999999999 | [6 empty] | 0 | #REF!
137 | #REF! | #REF! | #REF! | #REF! | #REF! | 0 | 999999999 |  | 999999999 | [6 empty] | 0 | #REF!
138 | #REF! | #REF! | #REF! | #REF! | #REF! | 0 | 999999999 |  | 999999999 | 999999999 | 999999999 | #REF! | #REF! | #REF! |  | 0 | #REF!
139 | #REF! | #REF! | #REF! | #REF! | #REF! | 7759.3591 | 999999999 |  | 999999999 | 999999999 | 999999999 | #REF! | #REF! | #REF! |  | b | #REF!
150 | #REF! | #REF! | #REF! | #REF! | #REF! | 2988.666 | 999999999 |  | 999999999 | 999999999 | 999999999 | #REF! | #REF! | #REF! | BA5 | b | #REF!
151 | #REF! | #REF! | #REF! | #REF! | #REF! | 0 | 999999999 |  | 999999999 | 999999999 | 999999999 | #REF! | #REF! | #REF! | BA5 | 0 | #REF!
152 | #REF! | #REF! | #REF! | #REF! | #REF! | 0 | 999999999 |  |  | 999999999 |  | #REF! | #REF! | #REF! | BA5 | 0 | #REF!
153 | #REF! | #REF! | #REF! | #REF! | #REF! | 0 | 999999999 | [8 empty] | 0 | #REF!
154 | #REF! | #REF! | #REF! | #REF! | #REF! | 0 | 999999999 |  | 999999999 | 999999999 | 999999999 | #REF! | #REF! | #REF! |  | 0 | #REF!
146 | #REF! | #REF! | #REF! | #REF! | #REF! | 2154.4312 | 999999999 |  |  | 999999999 |  | #REF! | #REF! | #REF! |  | b | #REF!
147 | #REF! | #REF! | #REF! | #REF! | #REF! | 3141.4516 | 999999999 |  |  | 999999999 |  | #REF! | #REF! | #REF! |  | b | #REF!
148 | #REF! | #REF! | #REF! | #REF! | #REF! | 0 | 999999999 | [8 empty] | 0 | #REF!
140 | #REF! | #REF! | #REF! | #REF! | #REF! | 1149.2601 | 999999999 |  |  | 999999999 |  | #REF! | #REF! | #REF! | BA4 | b | #REF!
141 | #REF! | #REF! | #REF! | #REF! | #REF! | 930.178 | 999999999 |  |  | 999999999 |  | #REF! | #REF! | #REF! | BA4 | b | #REF!
142 | #REF! | #REF! | #REF! | #REF! | #REF! | 0 | 999999999 | [8 empty] | 0 | #REF!
143 | #REF! | #REF! | #REF! | #REF! | #REF! | 221.609 | 999999999 | [8 empty] | b | #REF!
144 | #REF! | #REF! | #REF! | #REF! | #REF! | 0 | 999999999 | [8 empty] | 0 | #REF!
145 | #REF! | #REF! | #REF! | #REF! | #REF! | 0 | 999999999 | [8 empty] | 0 | #REF!
149 | #REF! | #REF! | #REF! | #REF! | #REF! | 0 | 999999999 |  | 999999999 | 999999999 | 999999999 | #REF! | #REF! | #REF! |  | 0 | #REF!
155 | #REF! | #REF! | #REF! | #REF! | #REF! | 0 | 999999999 |  | 999999999 | 999999999 | 999999999 | #REF! | #REF! | #REF! | BA3 | 0 | #REF!
156 | #REF! | #REF! | #REF! | #REF! | #REF! | 891.4317 | 999999999 |  |  | 999999999 |  | #REF! | #REF! | #REF! | BA3 | b | #REF!
157 | #REF! | #REF! | #REF! | #REF! | #REF! | 1657.3178 | 999999999 |  |  | 999999999 |  | #REF! | #REF! | #REF! | BA3 | b | #REF!
158 | #REF! | #REF! | #REF! | #REF! | #REF! | 0 | 999999999 |  |  | 999999999 |  | #REF! | #REF! | #REF! | BA3 | 0 | #REF!
159 | #REF! | #REF! | #REF! | #REF! | #REF! | 435.1746 | 999999999 | [8 empty] | b | #REF!
160 | #REF! | #REF! | #REF! | #REF! | #REF! | 229.9934 | 999999999 |  | 999999999 | 999999999 | 999999999 | #REF! | #REF! | #REF! |  | b | #REF!
161 | #REF! | #REF! | #REF! | #REF! | #REF! | 8256.9714 | 999999999 |  | 999999999 | 999999999 | 999999999 | #REF! | #REF! | #REF! |  | b | #REF!
162 | #REF! | #REF! | #REF! | #REF! | #REF! | 727.6057 | 999999999 |  |  | 999999999 |  | #REF! | #REF! | #REF! | BA2 | b | #REF!
163 | #REF! | #REF! | #REF! | #REF! | #REF! | 0 | 999999999 | [8 empty] | 0 | #REF!
164 | #REF! | #REF! | #REF! | #REF! | #REF! | 8211.2047 | 999999999 |  | 999999999 | 999999999 | 999999999 | #REF! | #REF! | #REF! | BA2 | b | #REF!
165 | #REF! | #REF! | #REF! | #REF! | #REF! | 8211.2047 | 999999999 |  | 999999999 | [6 empty] | b | #REF!
166 | #REF! | #REF! | #REF! | #REF! | #REF! | 8201.2649 | 999999999 |  | 999999999 | [6 empty] | b | #REF!
167 | #REF! | #REF! | #REF! | #REF! | #REF! | 8201.2317 | 999999999 |  | 999999999 | 999999999 | 999999999 | #REF! | #REF! | #REF! | SE | b | #REF!
168 | #REF! | #REF! | #REF! | #REF! | #REF! | 8126.814 | 999999999 |  | 999999999 | [6 empty] | b | #REF!
169 | #REF! | #REF! | #REF! | #REF! | #REF! | 8104.7025 | 999999999 |  | 999999999 | [6 empty] | b | #REF!
170 | #REF! | #REF! | #REF! | #REF! | #REF! | 0 | 999999999 |  |  | 999999999 |  | #REF! | #REF! | #REF! | SE | 0 | #REF!
171 | #REF! | #REF! | #REF! | #REF! | #REF! | 0 | 999999999 | [8 empty] | 0 | #REF!
172 | #REF! | #REF! | #REF! | #REF! | #REF! | 68.8742 | 999999999 |  | 999999999 | 999999999 | 999999999 | #REF! | #REF! | #REF! | SE | b | #REF!
173 | #REF! | #REF! | #REF! | #REF! | #REF! | 8020.377 | 999999999 |  | 999999999 | 999999999 | 999999999 | #REF! | #REF! | #REF! | SE | b | #REF!
174 | #REF! | #REF! | #REF! | #REF! | #REF! | 0 | 999999999 |  |  | 999999999 |  | #REF! | #REF! | #REF! | SE | 0 | #REF!
175 | #REF! | #REF! | #REF! | #REF! | #REF! | 0 | 999999999 | [8 empty] | 0 | #REF!
176 | #REF! | #REF! | #REF! | #REF! | #REF! | 68.6992 | 999999999 |  |  | 999999999 |  | #REF! | #REF! | #REF! | SE | b | #REF!
177 | #REF! | #REF! | #REF! | #REF! | #REF! | 1055.0554 | 999999999 | [8 empty] | b | #REF!
178 | #REF! | #REF! | #REF! | #REF! | #REF! | 6965.3216 | 999999999 |  | 999999999 | 999999999 | 999999999 | #REF! | #REF! | #REF! | SE | b | #REF!
179 | #REF! | #REF! | #REF! | #REF! | #REF! | 6950.7432 | 999999999 |  | 999999999 | [6 empty] | b | #REF!
180 | #REF! | #REF! | #REF! | #REF! | #REF! | 6950.7432 | 999999999 |  | 999999999 | 999999999 | 999999999 | #REF! | #REF! | #REF! | AL | b | #REF!
181 | #REF! | #REF! | #REF! | #REF! | #REF! | 6944.4166 | 999999999 |  | 999999999 | [6 empty] | b | #REF!
182 | #REF! | #REF! | #REF! | #REF! | #REF! | 64.7763 | 999999999 |  |  | 999999999 |  | #REF! | #REF! | #REF! | AL | b | #REF!
183 | #REF! | #REF! | #REF! | #REF! | #REF! | 6944.4166 | 999999999 |  | 999999999 | 999999999 | 999999999 | #REF! | #REF! | #REF! | AL | b | #REF!
184 | #REF! | #REF! | #REF! | #REF! | #REF! | 382.5745 | 999999999 |  | 999999999 | [6 empty] | b | #REF!
185 | #REF! | #REF! | #REF! | #REF! | #REF! | 0 | 999999999 |  | 999999999 | 999999999 | 999999999 | #REF! | #REF! | #REF! | PE1 | 0 | #REF!
189 | #REF! | #REF! | #REF! | #REF! | #REF! | 0 | 999999999 |  | 999999999 | 999999999 | 999999999 | #REF! | #REF! | #REF! | PE1 | 0 | #REF!
187 | #REF! | #REF! | #REF! | #REF! | #REF! | 2051.2599 | 999999999 |  |  | 999999999 |  | #REF! | #REF! | #REF! | PE1 | b | #REF!
188 | #REF! | #REF! | #REF! | #REF! | #REF! | 3691.5163 | 999999999 |  |  | 999999999 |  | #REF! | #REF! | #REF! | PE1 | b | #REF!
186 | #REF! | #REF! | #REF! | #REF! | #REF! | 6519.3225 | 999999999 |  | 999999999 | 999999999 | 999999999 | #REF! | #REF! | #REF! | PE1 | b | #REF!
190 | #REF! | #REF! | #REF! | #REF! | #REF! | 0 | 999999999 |  | 999999999 | 999999999 | 999999999 | #REF! | #REF! | #REF! | PE1 | 0 | #REF!
191 | #REF! | #REF! | #REF! | #REF! | #REF! | 163.1643 | 999999999 |  | 999999999 | 999999999 | 999999999 | #REF! | #REF! | #REF! | PE2 | b | #REF!
192 | #REF! | #REF! | #REF! | #REF! | #REF! | 413.5332 | 999999999 |  | 999999999 | [6 empty] | b | #REF!
193 | #REF! | #REF! | #REF! | #REF! | #REF! | 0 | 999999999 |  | 999999999 | 999999999 | 999999999 | #REF! | #REF! | #REF! |  | 0 | #REF!
194 | #REF! | #REF! | #REF! | #REF! | #REF! | 0 | 999999999 |  | 999999999 | 999999999 | 999999999 | #REF! | #REF! | #REF! | PE2 | 0 | #REF!
195 | #REF! | #REF! | #REF! | #REF! | #REF! | 0 | 999999999 |  | 999999999 | [6 empty] | 0 | #REF!
196 | #REF! | #REF! | #REF! | #REF! | #REF! | 0 | 999999999 |  | 999999999 | [6 empty] | 0 | #REF!
197 | #REF! | #REF! | #REF! | #REF! | #REF! | 0 | 999999999 |  | 999999999 | [6 empty] | 0 | #REF!
198 | #REF! | #REF! | #REF! | #REF! | #REF! | 0 | 999999999 |  | 999999999 | 999999999 | 999999999 | #REF! | #REF! | #REF! | PB | 0 | #REF!
199 | #REF! | #REF! | #REF! | #REF! | #REF! | 0 | 999999999 |  | 999999999 | [6 empty] | 0 | #REF!
200 | #REF! | #REF! | #REF! | #REF! | #REF! | 0 | 999999999 |  | 999999999 | [6 empty] | 0 | #REF!
201 | #REF! | #REF! | #REF! | #REF! | #REF! | 0 | 999999999 |  | 999999999 | [6 empty] | 0 | #REF!
202 | #REF! | #REF! | #REF! | #REF! | #REF! | 0 | 999999999 |  | 999999999 | 999999999 | 999999999 | #REF! | #REF! | #REF! | RN1 | 0 | #REF!
203 | #REF! | #REF! | #REF! | #REF! | #REF! | 0 | 999999999 |  | 999999999 | [6 empty] | 0 | #REF!
204 | #REF! | #REF! | #REF! | #REF! | #REF! | 0 | 999999999 |  | 999999999 | [6 empty] | 0 | #REF!
205 | #REF! | #REF! | #REF! | #REF! | #REF! | 0 | 999999999 |  | 999999999 | [6 empty] | 0 | #REF!
206 | #REF! | #REF! | #REF! | #REF! | #REF! | 1473.0314 | 999999999 |  | 999999999 | 999999999 | 999999999 | #REF! | #REF! | #REF! |  | b | #REF!
207 | #REF! | #REF! | #REF! | #REF! | #REF! | 843.3395 | 999999999 |  |  | 999999999 |  | #REF! | #REF! | #REF! | RN2 | b | #REF!
208 | #REF! | #REF! | #REF! | #REF! | #REF! | 629.692 | 999999999 |  | 999999999 | 999999999 | 999999999 | #REF! | #REF! | #REF! | RN3 | b | #REF!
209 | #REF! | #REF! | #REF! | #REF! | #REF! | 604.3703 | 999999999 |  | 999999999 | 999999999 | 999999999 | #REF! | #REF! | #REF! | CE1 | b | #REF!
210 | #REF! | #REF! | #REF! | #REF! | #REF! | 568.3833 | 999999999 |  | 999999999 | [6 empty] | b | #REF!
211 | #REF! | #REF! | #REF! | #REF! | #REF! | 554.6587 | 999999999 |  | 999999999 | [6 empty] | b | #REF!
212 | #REF! | #REF! | #REF! | #REF! | #REF! | 518.1143 | 999999999 |  | 999999999 | [6 empty] | b | #REF!
213 | #REF! | #REF! | #REF! | #REF! | #REF! | 300.3926 | 999999999 |  | 999999999 | [6 empty] | b | #REF!
214 | #REF! | #REF! | #REF! | #REF! | #REF! | 65.5288 | 999999999 |  | 999999999 | [6 empty] | b | #REF!
215 | #REF! | #REF! | #REF! | #REF! | #REF! | 57.4202 | 999999999 |  | 999999999 | 999999999 | 999999999 | #REF! | #REF! | #REF! | CE2 | b | #REF!
216 | #REF! | #REF! | #REF! | #REF! | #REF! | 0 | 999999999 |  | 999999999 | 999999999 |  | #REF! | #REF! | #REF! |  | 0 | #REF!
217 | #REF! | #REF! | #REF! | #REF! | #REF! | 0 | 999999999 |  |  | 999999999 |  | #REF! | #REF! | #REF! |  | 0 | #REF!
218 | #REF! | #REF! | #REF! | #REF! | #REF! | 57.4202 | 999999999 |  |  | 999999999 |  | #REF! | #REF! | #REF! |  | b | #REF!
219 | #REF! | #REF! | #REF! | #REF! | #REF! | 57.4202 | 999999999 | [8 empty] | b | #REF!